22514 | T1 | PANJWANI ENERGY LLC | TETCO 250 | 11055 N IH 35 | SAN ANTONIO | TX | 78233 | BEXAR | CN604013359 | RN102448305 | Overfill alarms; tank top sumps; automatic tank gauging; automatic line leak detectors; liquid fuel sensors installed between the USTs and containment system to monitor for leaks; secondary containment consisting of a fiberglass Poly Tub around each of four 10,000 gallon single walled tanks; and the incremental difference in cost between the concrete paving covering the underground tanks and pipes and the other paving at the facility calculated using the difference in cost per square foot. | The following property is used 100% for pollution control and is installed to meet or exceed federal or state regulations: Overfill alarms; tank top sumps; automatic tank gauging; automatic line leak detectors; liquid fuel sensors installed between the USTs and containment system to monitor for leaks; secondary containment consisting of a fiberglass Poly Tub around each of four 10,000 gallon single walled tanks; and the incremental difference in cost between the concrete paving covering the underground tanks and pipes and the other paving at the facility calculated using the difference in cost per square foot. | 2019-04-04 | 226050 | 100
22515 | T1 | PANJWANI ENERGY LLC | STAR STOP 77 | 13466 RESEARCH BLVD | AUSTIN | TX | 78750 | WILLIAMSON | CN604013359 | RN102477312 | Overfill alarms; tank top sumps; automatic tank gauging; automatic line leak detectors; liquid fuel sensors installed between the double walls of tanks and pipes to monitor for leaks; the incremental difference in cost between three 10,000 gallon double-walled tanks and comparable single-walled tanks; the incremental difference in cost between double-walled piping and single-walled piping; and the incremental difference in cost between the concrete paving covering the underground tanks and pipes and the other paving at the facility calculated using the difference in cost per square foot. | The following property is used 100% for pollution control and is installed to meet or exceed federal or state regulations: Overfill alarms; tank top sumps; automatic tank gauging; automatic line leak detectors; liquid fuel sensors installed between the double walls of tanks and pipes to monitor for leaks; the incremental difference in cost between three 10,000 gallon double-walled tanks and comparable single-walled tanks; the incremental difference in cost between double-walled piping and single-walled piping; and the incremental difference in cost between the concrete paving covering the underground tanks and pipes and the other paving at the facility calculated using the difference in cost per square foot. | 2019-04-04 | 251565 | 100
22516 | T2 | FREEPORT LNG DEVELOPMENT LP | FREEPORT LNG LIQUEFACTION PLANT | 1500 LAMAR ST | QUINTANA | TX | 77541 | BRAZORIA | CN601720345 | RN103196689 | Boil off gas system (BOG) consisting of the vapor return header between the two loading docks and the compressors, the BOG compressors 18K-9A/B/C with compressor intercoolers and compressor aftercoolers, compressor cooling water air coolers 18K-9-Z2-E1A/B, compressor suction drum 18V-24, and the compressor blowdown drum 18V-25. | The following property is used 100% for pollution control and is installed to meet or exceed federal or state regulations: Boil off gas system (BOG) consisting of the vapor return header between the two loading docks and the compressors, the BOG compressors 18K-9A/B/C with compressor intercoolers and compressor aftercoolers, compressor cooling water air coolers 18K-9-Z2-E1A/B, compressor suction drum 18V-24, and the compressor blowdown drum 18V-25. | 2019-04-25 | 134893377 | 100
22517 | T1 | PANJWANI ENERGY LLC | STAR STOP 79 | 12801 FM 620 N | AUSTIN | TX | 78750 | WILLIAMSON | CN604013359 | RN102452042 | Overfill alarms; tank top sumps; automatic tank gauging; automatic line leak detectors; liquid fuel sensors installed between the double walls of tanks and pipes to monitor for leaks; the incremental difference in cost between two 15,000 gallon double-walled tanks and comparable single-walled tanks; the incremental difference in cost between double-walled piping and single-walled piping; and the incremental difference in cost between the concrete paving covering the underground tanks and pipes and the other paving at the facility calculated using the difference in cost per square foot. | The following property is used 100% for pollution control and is installed to meet or exceed federal or state regulations: Overfill alarms; tank top sumps; automatic tank gauging; automatic line leak detectors; liquid fuel sensors installed between the double walls of tanks and pipes to monitor for leaks; the incremental difference in cost between two 15,000 gallon double-walled tanks and comparable single-walled tanks; the incremental difference in cost between double-walled piping and single-walled piping; and the incremental difference in cost between the concrete paving covering the underground tanks and pipes and the other paving at the facility calculated using the difference in cost per square foot. | 2019-04-04 | 198824 | 100
22518 | T1 | PAMPA FUELS LLC | PAMPA FUELS | 8201 FM 2300 | PAMPA | TX | 79065 | GRAY | CN604124099 | RN105697866 | Wastewater system consisting of a blowdown pit (A-303), a blowdown flash drum (V-303), four blowdown coolers (E-313A/B, E-323A/B), an oily water skimmer pit (A-323), an oily water skimmer (A-323M), two oily water interceptor pumps (P-323A/B), a wastewater equalization tank (T-313), Zone #1 sump (V-1081), and eight pumps (P-1552/1553, P-343A/B, P-303A/B, and P-333A/B). | The following property is used 100% for pollution control and is installed to meet or exceed federal or state regulations: Wastewater system consisting of a blowdown pit (A-303), a blowdown flash drum (V-303), four blowdown coolers (E-313A/B, E-323A/B), an oil water skimmer pit (A-323), an oily water skimmer (A-323M), two oily water interceptor pumps (P-323A/B), a wastewater equalization tank (T-313), Zone #1 sump (V-1081), and eight pumps (P-1552/1553, P-343A/B, P-303A/B, and P-333A/B). | 2019-04-22 | 2027690 | 100
22519 | T1 | PANJWANI ENERGY LLC | STAR STOP 80 | 409 W TAYLOR AVE | ROUND ROCK | TX | 78664 | WILLIAMSON | CN604013359 | RN102390325 | Overfill alarms; tank top sumps; automatic tank gauging; automatic line leak detectors; liquid fuel sensors installed between the double walls of pipes to monitor for leaks; the incremental difference in cost between double-walled piping and single-walled piping; and the incremental difference in cost between the concrete paving covering the underground tanks and pipes and the other paving at the facility calculated using the difference in cost per square foot. | The following property is used 100% for pollution control and is installed to meet or exceed federal or state regulations: Overfill alarms; tank top sumps; automatic tank gauging; automatic line leak detectors; liquid fuel sensors installed between the double walls of pipes to monitor for leaks; the incremental difference in cost between double-walled piping and single-walled piping; and the incremental difference in cost between the concrete paving covering the underground tanks and pipes and the other paving at the facility calculated using the difference in cost per square foot. | 2019-04-04 | 183548 | 100
22520 | T1 | PANJWANI ENERGY LLC | STARSTOP 16 | 23780 LOOP 494 | PORTER | TX | 77365 | MONTGOMERY | CN604013359 | RN102427382 | Overfill alarms; tank top sumps; automatic tank gauging; automatic line leak detectors; liquid fuel sensors installed between the double walls of pipes to monitor for leaks; the incremental difference in cost between double-walled piping and single-walled piping; and the incremental difference in cost between the concrete paving covering the underground tanks and pipes and the other paving at the facility calculated using the difference in cost per square foot. | The following property is used 100% for pollution control and is installed to meet or exceed federal or state regulations: Overfill alarms; tank top sumps; automatic tank gauging; automatic line leak detectors; liquid fuel sensors installed between the double walls of pipes to monitor for leaks; the incremental difference in cost between double-walled piping and single-walled piping; and the incremental difference in cost between the concrete paving covering the underground tanks and pipes and the other paving at the facility calculated using the difference in cost per square foot. | 2019-04-04 | 145523 | 100
22521 | Deleted | Deleted | Deleted | Deleted | Deleted | Deleted | Deleted | Deleted | Deleted | Deleted | Deleted | Deleted | Deleted | Deleted | Deleted
22522 | T1 | DCP SAND HILLS PIPELINE LLC | DCP SAND HILLS PIPELINE SEGMENT IN BEE COUNTY | 9 MILES OF 24 IN PIPE IN BEE COUNTY | Bee County | TX | 78102 | BEE | CN604514109 | RN110751591 | Sedimentation and erosion controls including slope breakers, silt fences, sedimentation barriers, staked hay or straw bales, matting and diking. | The following property is used 100% for pollution control and is installed to meet or exceed federal or state regulations: Sedimentation and erosion controls including slope breakers, silt fences, sedimentation barriers, staked hay or straw bales, matting and diking. | 2019-04-15 | 275812 | 100
22523 | T1 | DCP SAND HILLS PIPELINE LLC | DCP SAND HILLS PIPELINE SEGMENT VICTORIA COUNTY | 2.2 MILES OF 24 IN PIPE IN VICTORIA COUNTY | Victoria County | TX | 77901 | VICTORIA | CN604514109 | RN110751609 | Sedimentation and erosion controls including slope breakers, silt fences, sedimentation barriers, staked hay or straw bales, matting and diking. | The following property is used 100% for pollution control and is installed to meet or exceed federal or state regulations: Sedimentation and erosion controls including slope breakers, silt fences, sedimentation barriers, staked hay or straw bales, matting and diking. | 2019-04-15 | 123778 | 100
22524 | T1 | DCP SAND HILLS PIPELINE LLC | DCP SAND HILLS PIPELINE SEGMENT IN CROCKETT COUNTY | 15.3 MILES OF 24 IN PIPE IN CROCKETT COUNTY | Crockett County | TX | 76943 | CROCKETT | CN604514109 | RN110751617 | Sedimentation and erosion controls including slope breakers, silt fences, sedimentation barriers, staked hay or straw bales, matting and diking. | The following property is used 100% for pollution control and is installed to meet or exceed federal or state regulations: Sedimentation and erosion controls including slope breakers, silt fences, sedimentation barriers, staked hay or straw bales, matting and diking. | 2019-04-12 | 463951 | 100
22525 | T2 | DCP SAND HILLS PIPELINE LLC | DCP SAND HILLS PIPELINE SEGMENT IN BEE COUNTY | 9 MILES OF 24 IN PIPE IN BEE COUNTY | Bee County | TX | 78102 | BEE | CN604514109 | RN110751591 | Nondestructive pipeline testing expenditures â€“ Radiography. | The following property is used 100% for pollution control and is installed to meet or exceed federal or state regulations: Nondestructive pipeline testing expenditures â€“ Radiography. | 2019-04-12 | 187842 | 100
22526 | T2 | DCP SAND HILLS PIPELINE LLC | DCP SAND HILLS PIPELINE SEGMENT VICTORIA COUNTY | 2.2 MILES OF 24 IN PIPE IN VICTORIA COUNTY | Victoria County | TX | 77901 | VICTORIA | CN604514109 | RN110751609 | Nondestructive pipeline testing expenditures â€“ Radiography. | The following property is used 100% for pollution control and is installed to meet or exceed federal or state regulations: Nondestructive pipeline testing expenditures â€“ Radiography. | 2019-04-12 | 54849 | 100
22527 | T2 | DCP SAND HILLS PIPELINE LLC | DCP SAND HILLS PIPELINE SEGMENT IN CROCKETT COUNTY | 15.3 MILES OF 24 IN PIPE IN CROCKETT COUNTY | Crockett County | TX | 76943 | CROCKETT | CN604514109 | RN110751617 | Nondestructive pipeline testing expenditures â€“ Radiography. | The following property is used 100% for pollution control and is installed to meet or exceed federal or state regulations: Nondestructive pipeline testing expenditures â€“ Radiography. | 2019-04-12 | 427239 | 100
22528 | T1 | DCP SAND HILLS PIPELINE LLC | DCP SAND HILLS PIPELINE SEGMENT IN BEE COUNTY | 9 MILES OF 24 IN PIPE IN BEE COUNTY | Bee County | TX | 78102 | BEE | CN604514109 | RN110751591 | Cathodic protection; fusion-bonded epoxy (FBE) on the pipe surface; adhesive for top coat; and top coat consisting of polyethylene or polypropylene. | The following property is used 100% for pollution control and is installed to meet or exceed federal or state regulations: Cathodic protection; fusion-bonded epoxy (FBE) on the pipe surface; adhesive for top coat; and top coat consisting of polyethylene or polypropylene. | 2019-04-12 | 51942 | 100
22529 | T1 | DCP SAND HILLS PIPELINE LLC | DCP SAND HILLS PIPELINE SEGMENT VICTORIA COUNTY | 2.2 MILES OF 24 IN PIPE IN VICTORIA COUNTY | Victoria County | TX | 77901 | VICTORIA | CN604514109 | RN110751609 | Cathodic protection; fusion-bonded epoxy (FBE) on the pipe surface; adhesive for top coat; and top coat consisting of polyethylene or polypropylene. | The following property is used 100% for pollution control and is installed to meet or exceed federal or state regulations: Cathodic protection; fusion-bonded epoxy (FBE) on the pipe surface; adhesive for top coat; and top coat consisting of polyethylene or polypropylene. | 2019-04-12 | 5406 | 100
22530 | T1 | DCP SAND HILLS PIPELINE LLC | DCP SAND HILLS PIPELINE SEGMENT IN CROCKETT COUNTY | 15.3 MILES OF 24 IN PIPE IN CROCKETT COUNTY | Crockett County | TX | 76943 | CROCKETT | CN604514109 | RN110751617 | Cathodic protection; fusion-bonded epoxy (FBE) on the pipe surface; adhesive for top coat; and top coat consisting of polyethylene or polypropylene. | The following property is used 100% for pollution control and is installed to meet or exceed federal or state regulations: Cathodic protection; fusion-bonded epoxy (FBE) on the pipe surface; adhesive for top coat; and top coat consisting of polyethylene or polypropylene. | 2019-04-12 | 1372844 | 100
22531 | T1 | TEXAS EASTERN TRANSMISSION LP | BLESSING COMPRESSOR STATION | Latitude = 28.8111, Longitude = -96.2213 | Matagorda County | TX | 77419 | MATAGORDA | CN600126221 | RN100216738 | Clean burn technology (air/fuel ratio controls) upgrades consisting of new Allen Bradley ControlLogix-based unit control panels and end devices, two Riotech VTU1X-MINI-A high speed shutdown plus monitors, a combustion pressure monitoring system, a compressor pressure monitoring system, tubing, a high flow exhaust modification, engine turbocharger modifications, and oxidation catalyst exhaust systems on six engines. | The following property is used 100% for pollution control and is installed to meet or exceed federal or state regulations: Clean burn technology (air/fuel ratio controls) upgrades consisting of new Allen Bradley ControlLogix-based unit control panels and end devices, two Riotech VTU1X-MINI-A high speed shutdown plus monitors, a combustion pressure monitoring system, a compressor pressure monitoring system, tubing, a high flow exhaust modification, engine turbocharger modifications, and oxidation catalyst exhaust systems on six engines. | 2019-04-17 | 34235000 | 100
22532 | T1 | PANJWANI ENERGY LLC | STAR STOP 45 | 8909 N HIGHWAY 146 | BAYTOWN | TX | 77523 | CHAMBERS | CN604013359 | RN102226677 | Overfill alarms; tank top sumps; automatic tank gauging; automatic line leak detectors; liquid fuel sensors installed between underground storage tanks and containment systems to monitor for leaks; secondary containment consisting of a fiberglass Poly Tub around each of four single walled tanks; and the incremental difference in cost between the concrete paving covering the underground tanks and pipes and the other paving at the facility calculated using the difference in cost per square foot. | The following property is used 100% for pollution control and is installed to meet or exceed federal or state regulations: Overfill alarms; tank top sumps; automatic tank gauging; automatic line leak detectors; liquid fuel sensors installed between underground storage tanks and containment systems to monitor for leaks; secondary containment consisting of a fiberglass Poly Tub around each of four single walled tanks; and the incremental difference in cost between the concrete paving covering the underground tanks and pipes and the other paving at the facility calculated using the difference in cost per square foot. | 2019-04-15 | 232100 | 100
22533 | T1 | PANJWANI ENERGY LLC | STAR STOP 66 | 3003 ELLA BLVD | HOUSTON | TX | 77018 | HARRIS | CN604013359 | RN102649084 | Overfill alarms; tank top sumps; automatic tank gauging; automatic line leak detectors; liquid fuel sensors installed between the walls of the double-walled piping to monitor for leaks; secondary containment consisting of a fiberglass Poly Tub around each of one 8,000 gallon and two 10,000 gallon single walled tanks; the incremental difference in cost between double-walled piping and single-walled piping; and the incremental difference in cost between the concrete paving covering the underground tanks and pipes and the other paving at the facility calculated using the difference in cost per square foot. | The following property is used 100% for pollution control and is installed to meet or exceed federal or state regulations: Overfill alarms; tank top sumps; automatic tank gauging; automatic line leak detectors; liquid fuel sensors installed between the walls of the double-walled piping to monitor for leaks; secondary containment consisting of a fiberglass Poly Tub around each of one 8,000 gallon and two 10,000 gallon single walled tanks; the incremental difference in cost between double-walled piping and single-walled piping; and the incremental difference in cost between the concrete paving covering the underground tanks and pipes and the other paving at the facility calculated using the difference in cost per square foot. | 2019-04-16 | 190523 | 100
22534 | T1 | PANJWANI ENERGY LLC | STAR STOP 44 | 424 SHELDON RD | CHANNELVIEW | TX | 77530 | HARRIS | CN604013359 | RN102796430 | Overfill alarms; tank top sumps; automatic tank gauging; automatic line leak detectors; liquid fuel sensors installed between the underground storage tanks and the secondary containment features; secondary containment consisting of a fiberglass Poly Tub around each of three 12,000 gallon single walled tanks; and the incremental difference in cost between the concrete paving covering the underground tanks and pipes and the other paving at the facility calculated using the difference in cost per square foot. | The following property is used 100% for pollution control and is installed to meet or exceed federal or state regulations: Overfill alarms; tank top sumps; automatic tank gauging; automatic line leak detectors; liquid fuel sensors installed between the underground storage tanks and the secondary containment features; secondary containment consisting of a fiberglass Poly Tub around each of three 12,000 gallon single walled tanks; and the incremental difference in cost between the concrete paving covering the underground tanks and pipes and the other paving at the facility calculated using the difference in cost per square foot. | 2019-04-16 | 232100 | 100
22535 | T1 | PANJWANI ENERGY LLC | STAR STOP 67 | 12303 EASTEX FWY | HOUSTON | TX | 77039 | HARRIS | CN604013359 | RN100525633 | Overfill alarms; tank top sumps; automatic tank gauging; automatic line leak detectors; liquid fuel sensors installed between underground storage tanks and containment systems to monitor for leaks; secondary containment consisting of a fiberglass Poly Tub around each of two 8,000 gallon and one 12,000 gallon single walled tanks; the incremental difference in cost between double-walled piping and single-walled piping; and the incremental difference in cost between the concrete paving covering the underground tanks and pipes and the other paving at the facility calculated using the difference in cost per square foot. | The following property is used 100% for pollution control and is installed to meet or exceed federal or state regulations: Overfill alarms; tank top sumps; automatic tank gauging; automatic line leak detectors; liquid fuel sensors installed between underground storage tanks and containment systems to monitor for leaks; secondary containment consisting of a fiberglass Poly Tub around each of two 8,000 gallon and one 12,000 gallon single walled tanks; the incremental difference in cost between double-walled piping and single-walled piping; and the incremental difference in cost between the concrete paving covering the underground tanks and pipes and the other paving at the facility calculated using the difference in cost per square foot. | 2019-04-22 | 225523 | 100
22536 | T1 | PANJWANI ENERGY LLC | STAR STOP 65 | 9998 HEMPSTEAD RD | HOUSTON | TX | 77092 | HARRIS | CN604013359 | RN101155869 | Overfill alarms; tank top sumps; automatic tank gauging; automatic line leak detectors; liquid fuel sensors installed between underground storage tanks and containment systems to monitor for leaks; secondary containment consisting of a fiberglass Poly Tub around each of one 6,000 gallon, two 8,000 gallon and one 12,000 gallon single walled tanks; and the incremental difference in cost between the concrete paving covering the underground tanks and pipes and the other paving at the facility calculated using the difference in cost per square foot. | The following property is used 100% for pollution control and is installed to meet or exceed federal or state regulations: Overfill alarms; tank top sumps; automatic tank gauging; automatic line leak detectors; liquid fuel sensors installed between underground storage tanks and containment systems to monitor for leaks; secondary containment consisting of a fiberglass Poly Tub around each of one 6,000 gallon, two 8,000 gallon and one 12,000 gallon single walled tanks; and the incremental difference in cost between the concrete paving covering the underground tanks and pipes and the other paving at the facility calculated using the difference in cost per square foot. | 2019-04-17 | 222100 | 100
22537 | T1 | PANJWANI ENERGY LLC | STAR STOP 4 | 6929 NORTH LOOP E | HOUSTON | TX | 77028 | HARRIS | CN604013359 | RN102795580 | Overfill alarms; tank top sumps; automatic tank gauging; automatic line leak detectors; liquid fuel sensors installed between the underground storage tanks and the secondary containment features; secondary containment consisting of a fiberglass Poly Tub around each of one 8,000 gallon, two 10,000 gallon, and one 12,000 gallon single walled tanks; and the incremental difference in cost between the concrete paving covering the underground tanks and pipes and the other paving at the facility calculated using the difference in cost per square foot. | The following property is used 100% for pollution control and is installed to meet or exceed federal or state regulations: Overfill alarms; tank top sumps; automatic tank gauging; automatic line leak detectors; liquid fuel sensors installed between the underground storage tanks and the secondary containment features; secondary containment consisting of a fiberglass Poly Tub around each of one 8,000 gallon, two 10,000 gallon, and one 12,000 gallon single walled tanks; and the incremental difference in cost between the concrete paving covering the underground tanks and pipes and the other paving at the facility calculated using the difference in cost per square foot. | 2019-04-16 | 232100 | 100
22538 | T1 | PANJWANI ENERGY LLC | STAR STOP 43 | 5440 IH 10 E | HOUSTON | TX | 77020 | HARRIS | CN604013359 | RN102795242 | Overfill alarms; tank top sumps; automatic tank gauging; automatic line leak detectors; liquid fuel sensors installed between the underground storage tanks and the secondary containment features; secondary containment consisting of a fiberglass Poly Tub around each of four 10,000 gallon single walled tanks; and the incremental difference in cost between the concrete paving covering the underground tanks and pipes and the other paving at the facility calculated using the difference in cost per square foot. | The following property is used 100% for pollution control and is installed to meet or exceed federal or state regulations: Overfill alarms; tank top sumps; automatic tank gauging; automatic line leak detectors; liquid fuel sensors installed between the underground storage tanks and the secondary containment features; secondary containment consisting of a fiberglass Poly Tub around each of four 10,000 gallon single walled tanks; and the incremental difference in cost between the concrete paving covering the underground tanks and pipes and the other paving at the facility calculated using the difference in cost per square foot. | 2019-04-16 | 262100 | 100
22539 | T1 | PANJWANI ENERGY LLC | STAR STOP 72 | 3404 LOCKHART HWY | AUSTIN | TX | 78744 | TRAVIS | CN604013359 | RN102403334 | Overfill alarms; tank top sumps; automatic tank gauging; automatic line leak detectors; liquid fuel sensors installed between the underground storage tanks and the secondary containment features; secondary containment consisting of a fiberglass Poly Tub around each of four 10,000 gallon single walled tanks; and the incremental difference in cost between the concrete paving covering the underground tanks and pipes and the other paving at the facility calculated using the difference in cost per square foot. | The following property is used 100% for pollution control and is installed to meet or exceed federal or state regulations: Overfill alarms; tank top sumps; automatic tank gauging; automatic line leak detectors; liquid fuel sensors installed between the underground storage tanks and the secondary containment features; secondary containment consisting of a fiberglass Poly Tub around each of four 10,000 gallon single walled tanks; and the incremental difference in cost between the concrete paving covering the underground tanks and pipes and the other paving at the facility calculated using the difference in cost per square foot. | 2019-04-16 | 226050 | 100
22540 | T1 | PANJWANI ENERGY LLC | SEALY CHEVRON FOOD MART | 2007 MEYER RD | SEALY | TX | 77474 | AUSTIN | CN604013359 | RN102258639 | Overfill alarms; tank top sumps; automatic tank gauging; automatic line leak detectors; liquid fuel sensors installed between the double walls of tanks and pipes to monitor for leaks; the incremental difference in cost between one 20,000 gallon and one 25,000 gallon double-walled tanks and comparable single-walled tanks; the incremental difference in cost between double-walled piping and single-walled piping; and the incremental difference in cost between the concrete paving covering the underground tanks and pipes and the other paving at the facility calculated using the difference in cost per square foot. | The following property is used 100% for pollution control and is installed to meet or exceed federal or state regulations: Overfill alarms; tank top sumps; automatic tank gauging; automatic line leak detectors; liquid fuel sensors installed between the double walls of tanks and pipes to monitor for leaks; the incremental difference in cost between one 20,000 gallon and one 25,000 gallon double-walled tanks and comparable single-walled tanks; the incremental difference in cost between double-walled piping and single-walled piping; and the incremental difference in cost between the concrete paving covering the underground tanks and pipes and the other paving at the facility calculated using the difference in cost per square foot. | 2019-04-16 | 363924 | 100
22541 | T1 | PANJWANI ENERGY LLC | STARSTOP 18 | 5418 TELEPHONE RD | HOUSTON | TX | 77087 | HARRIS | CN604013359 | RN102219698 | Overfill alarms; tank top sumps; automatic tank gauging; automatic line leak detectors; liquid fuel sensors installed between the underground storage tanks and the secondary containment features; secondary containment consisting of a fiberglass Poly Tub around each of two 12,000 gallon single walled tanks; the incremental difference in cost between double-walled piping and single-walled piping; and the incremental difference in cost between the concrete paving covering the underground tanks and pipes and the other paving at the facility calculated using the difference in cost per square foot. | The following property is used 100% for pollution control and is installed to meet or exceed federal or state regulations: Overfill alarms; tank top sumps; automatic tank gauging; automatic line leak detectors; liquid fuel sensors installed between the underground storage tanks and the secondary containment features; secondary containment consisting of a fiberglass Poly Tub around each of two 12,000 gallon single walled tanks; the incremental difference in cost between double-walled piping and single-walled piping; and the incremental difference in cost between the concrete paving covering the underground tanks and pipes and the other paving at the facility calculated using the difference in cost per square foot. | 2019-04-17 | 169682 | 100
22542 | T1 | PANJWANI ENERGY LLC | FONDREN CHEVRON | 11302 FONDREN RD | HOUSTON | TX | 77035 | HARRIS | CN604013359 | RN102483906 | Overfill alarms; tank top sumps; automatic tank gauging; automatic line leak detectors; liquid fuel sensors installed between walls of the double walled piping to monitor for leaks; secondary containment consisting of a fiberglass Poly Tub around each of four 10,000 gallon single walled tanks; the incremental difference in cost between double-walled piping and single-walled piping; and the incremental difference in cost between the concrete paving covering the underground tanks and pipes and the other paving at the facility calculated using the difference in cost per square foot. | The following property is used 100% for pollution control and is installed to meet or exceed federal or state regulations: Overfill alarms; tank top sumps; automatic tank gauging; automatic line leak detectors; liquid fuel sensors installed between walls of the double walled piping to monitor for leaks; secondary containment consisting of a fiberglass Poly Tub around each of four 10,000 gallon single walled tanks; the incremental difference in cost between double-walled piping and single-walled piping; and the incremental difference in cost between the concrete paving covering the underground tanks and pipes and the other paving at the facility calculated using the difference in cost per square foot. | 2019-04-16 | 260775 | 100
22543 | T1 | PANJWANI ENERGY LLC | STAR SHOP 1 | 4 MAXEY RD | HOUSTON | TX | 77013 | HARRIS | CN604013359 | RN100892264 | Overfill alarms; tank top sumps; automatic tank gauging; automatic line leak detectors; liquid fuel sensors installed between the underground storage tanks and the secondary containment features; secondary containment consisting of a fiberglass Poly Tub around each of two 10,000 gallon and one 12,000 gallon single walled tanks; and the incremental difference in cost between the concrete paving covering the underground tanks and pipes and the other paving at the facility calculated using the difference in cost per square foot. | The following property is used 100% for pollution control and is installed to meet or exceed federal or state regulations: Overfill alarms; tank top sumps; automatic tank gauging; automatic line leak detectors; liquid fuel sensors installed between the underground storage tanks and the secondary containment features; secondary containment consisting of a fiberglass Poly Tub around each of two 10,000 gallon and one 12,000 gallon single walled tanks; and the incremental difference in cost between the concrete paving covering the underground tanks and pipes and the other paving at the facility calculated using the difference in cost per square foot. | 2019-04-17 | 204075 | 100
22544 | T1 | PANJWANI ENERGY LLC | STARSTOP 19 | 19555 MCKAY DR | HUMBLE | TX | 77338 | HARRIS | CN604013359 | RN102849114 | Overfill alarms; tank top sumps; automatic tank gauging; automatic line leak detectors; liquid fuel sensors installed between underground storage tanks and piping to monitor for leaks; secondary containment consisting of a fiberglass Poly Tub around each of two 12,000 gallon and one 20,000 gallon single walled tanks; and the incremental difference in cost between the concrete paving covering the underground tanks and pipes and the other paving at the facility calculated using the difference in cost per square foot. | The following property is used 100% for pollution control and is installed to meet or exceed federal or state regulations: Overfill alarms; tank top sumps; automatic tank gauging; automatic line leak detectors; liquid fuel sensors installed between underground storage tanks and piping to monitor for leaks; secondary containment consisting of a fiberglass Poly Tub around each of two 12,000 gallon and one 20,000 gallon single walled tanks; and the incremental difference in cost between the concrete paving covering the underground tanks and pipes and the other paving at the facility calculated using the difference in cost per square foot. | 2019-04-23 | 204075 | 100
22545 | T1 | PANJWANI ENERGY LLC | STARSTOP 14 | 1450 ALDINE BENDER RD | HOUSTON | TX | 77032 | HARRIS | CN604013359 | RN101658169 | Overfill alarms; tank top sumps; automatic tank gauging; automatic line leak detectors; liquid fuel sensors installed between underground storage tanks and piping to monitor for leaks; secondary containment consisting of a fiberglass Poly Tub around each of one 20,000 gallon and one 8,000 gallon single walled tanks; and the incremental difference in cost between the concrete paving covering the underground tanks and pipes and the other paving at the facility calculated using the difference in cost per square foot. | The following property is used 100% for pollution control and is installed to meet or exceed federal or state regulations: Overfill alarms; tank top sumps; automatic tank gauging; automatic line leak detectors; liquid fuel sensors installed between underground storage tanks and piping to monitor for leaks; secondary containment consisting of a fiberglass Poly Tub around each of one 20,000 gallon and one 8,000 gallon single walled tanks; and the incremental difference in cost between the concrete paving covering the underground tanks and pipes and the other paving at the facility calculated using the difference in cost per square foot. | 2019-04-23 | 176050 | 100
22546 | T1 | LAUREN CONCRETE INC | NORTH PLANT | 2001 PICADILLY DR | ROUND ROCK | TX | 78664 | TRAVIS | CN605061001 | RN100721646 | Mobile sweeper (Serial Number XXXXXXXXXXXXXXXXX). | The following property is used 100% for pollution control and is installed to meet or exceed federal or state regulations: Mobile sweeper (Serial Number XXXXXXXXXXXXXXXXX) | 2019-05-23 | 166000 | 100
22547 | T1 | TEXAS EASTERN TRANSMISSION LP | TEXAS EASTERN TRANSMISSION MT BELVIEU COMP ST | 6431 S FM 565 RD | BAYTOWN | TX | 77523 | CHAMBERS | CN600126221 | RN102173390 | Clean burn technology (air/fuel ratio controls) upgrades consisting of new Allen Bradley Control Logix-based unit control panels and end devices, two Riotech VTU1X-MINI-A high speed shutdown plus monitors, a combustion pressure monitoring system, a compressor pressure monitoring system, tubing, a high flow exhaust modification, engine turbocharger modifications, and oxidation catalyst exhaust systems on five engines. | The following property is used 100% for pollution control and is installed to meet or exceed federal or state regulations: Clean burn technology (air/fuel ratio controls) upgrades consisting of new Allen Bradley Control Logix-based unit control panels and end devices, two Riotech VTU1X-MINI-A high speed shutdown plus monitors, a combustion pressure monitoring system, a compressor pressure monitoring system, tubing, a high flow exhaust modification, engine turbocharger modifications, and oxidation catalyst exhaust systems on five engines. | 2019-04-23 | 3503100 | 100
22548 | T1 | TEXAS EASTERN TRANSMISSION LP | JOAQUIN COMPRESSOR STATION | 3053 FM 139 | JOAQUIN | TX | 75954 | SHELBY | CN600126221 | RN100217074 | Clean burn technology (air/fuel ratio controls) upgrades consisting of new Allen Bradley Control Logix-based unit control panels and end devices, two Riotech VTU1X-MINI-A high speed shutdown plus monitors, a combustion pressure monitoring system, a compressor pressure monitoring system, tubing, a high flow exhaust modification, engine turbocharger modifications, and oxidation catalyst exhaust systems on four engines. | Withdrawn by applicant following appeal | 2019-08-21 | 24691200 | 100
22549 | T1 | MOTIVA ENTERPRISES LLC | MOTIVA WACO TERMINAL | 420 S LACY DR | WACO | TX | 76705 | MCLENNAN | CN600124051 | RN100519636 | Vapor Combustion Unit (EPN ST-LL1) and five Internal Floating Roofs on tanks T-23083, T-23084, T-23085, T-23086 and T-31497. | The following property is used 100% for pollution control and is installed to meet or exceed federal or state regulations: Vapor Combustion Unit (EPN ST-LL1) and five Internal Floating Roofs on tanks T-23083, T-23084, T-23085, T-23086 and T-31497. | 2019-05-31 | 1351852 | 100
22550 | T1 | MOTIVA ENTERPRISES LLC | PASADENA MARKETING TERMINAL | 1320 W SHAW AVE | PASADENA | TX | 77506 | HARRIS | CN600124051 | RN100211259 | Vapor Recovery Unit (EPN: VRU), Vapor Combustor Unit (EPN: VCU) and six Internal Floating Roofs on tanks T1-W, T2-W, T3-W, T4-W, T5-W, and T6-W. | The following property is used 100% for pollution control and is installed to meet or exceed federal or state regulations: Vapor Recovery Unit (EPN: VRU), Vapor Combustor Unit (EPN: VCU) and six Internal Floating Roofs on tanks T1-W, T2-W, T3-W, T4-W, T5-W, and T6-W. | 2019-05-31 | 3504713 | 100
22551 | T1 | MOTIVA ENTERPRISES LLC | HEARNE TERMINAL | 1712 S MARKET ST | HEARNE | TX | 77859 | ROBERTSON | CN600124051 | RN101627792 | Vapor Combustion Unit (EPN ST-LL1) and two Internal Floating Roofs for tanks T-31499 and T-2508. | The following property is used 100% for pollution control and is installed to meet or exceed federal or state regulations: Vapor Combustion Unit (EPN ST-LL1) and two Internal Floating Roofs for tanks T-31499 and T-2508. | 2019-05-31 | 455955 | 100
22552 | T1 | MOTIVA ENTERPRISES LLC | MOTIVA SAN ANTONIO TERMINAL | 510 PETROLEUM | SAN ANTONIO | TX | 78218 | BEXAR | CN600124051 | RN100519214 | Vapor Recovery Unit (EPN VRU), Vapor Combustor Unit (EPN ST-LL1) and four Internal Floating Roofs on tanks T-27517, T-30604, T-31486, and T-31515. | The following property is used 100% for pollution control and is installed to meet or exceed federal or state regulations: Vapor Recovery Unit (EPN VRU), Vapor Combustor Unit (EPN ST-LL1) and four Internal Floating Roofs on tanks T-27517, T-30604, T-31486, and T-31515. | 2019-05-31 | 4537105 | 100
22553 | T1 | MOTIVA ENTERPRISES LLC | FORT WORTH TERMINAL | 3200 N SYLVANIA AVE | FORT WORTH | TX | 76111 | TARRANT | CN600124051 | RN100216548 | Vapor Recovery Unit (EPN VRU), Vapor Combustion Unit (EPN ST-LL1) and eight Internal Floating Roofs for tanks T-23155, T-23156, T-23157, T-23159, T-27403, T-27404, T-27405, and T-25948. | The following property is used 100% for pollution control and is installed to meet or exceed federal or state regulations: Vapor Recovery Unit (EPN VRU), Vapor Combustion Unit (EPN ST-LL1) and eight Internal Floating Roofs for tanks T-23155, T-23156, T-23157, T-23159, T-27403, T-27404, T-27405, and T-25948. | 2019-05-31 | 51755 | 100
22554 | T1 | MOTIVA ENTERPRISES LLC | MOTIVA DALLAS TERMINAL | 3900 SINGLETON BLVD | DALLAS | TX | 75212 | DALLAS | CN600124051 | RN100519651 | Vapor Combustion Unit, Vapor Recovery Unit and eight Internal Floating Roofs on tanks T-30745, T-29514, T-29515, T-29538, T-30746, T-30967, T-31476, and T-31485. | The following property is used 100% for pollution control and is installed to meet or exceed federal or state regulations: Vapor Combustion Unit, Vapor Recovery Unit and eight Internal Floating Roofs on tanks T-30745, T-29514, T-29515, T-29538, T-30746, T-30967, T-31476, and T-31485. | 2019-05-31 | 1795129 | 100
22555 | T1 | MOTIVA ENTERPRISES LLC | BEAUMONT TERMINAL | 9406 W PORT ARTHUR RD | BEAUMONT | TX | 77705 | JEFFERSON | CN600124051 | RN102530268 | Vapor Recovery Unit (EPN: VRU) and four Internal Floating Roofs on tanks T-1734, T-1737, T-1739, and T-1742. | The following property is used 100% for pollution control and is installed to meet or exceed federal or state regulations: Vapor Recovery Unit (EPN: VRU) and four Internal Floating Roofs on tanks T-1734, T-1737, T-1739, and T-1742 | 2019-06-04 | 784149 | 100
22556 | T1 | LAUREN CONCRETE INC | BRENHAM NORTH PLANT 14 | 1503 N PARK ST | BRENHAM | TX | 77833 | WASHINGTON | CN605061001 | RN100690874 | Water Truck VIN XXXXXXXXXXXXXXXXX | The following property is used 100% for pollution control and is installed to meet or exceed federal or state regulations: Water Truck VIN XXXXXXXXXXXXXXXXX | 2019-05-08 | 105217 | 100
22557 | T1 | XTREME DRILLING CORPORATION | DRILLING RIG 20 | 12120 JORDY RD | MIDLAND | TX | 79707 | MIDLAND | CN605543982 | RN110756558 | Drilling mud recycling system consisting of the shaker tank and shale shaker. | The following property is used 100% for pollution control and is installed to meet or exceed federal or state regulations: Drilling mud recycling system consisting of the shaker tank and shale shaker. | 2019-07-24 | 938464 | 100
22558 | T1 | ATLAS SAND COMPANY LLC | ATLAS 1 | 15456 N FM 874 | KERMIT | TX | 79745 | WINKLER | CN605406776 | RN109897975 | Dryer dust collection systems 1, 2, and 3; and load dust collectors 1, 2, 3, 4, 5, 6, and 7. | The following property is used 100% for pollution control and is installed to meet or exceed federal or state regulations: Dryer dust collection systems 1, 2, and 3; and load dust collectors 1, 2, 3, 4, 5, 6, and 7. | 2019-06-20 | 2432544 | 100
22559 | T1 | SAN MIGUEL ELECTRIC COOPERATIVE INC | SAN MIGUEL ELECTRIC PLANT | 6200 FM 3387 | CHRISTINE | TX | 78026 | ATASCOSA | CN600132278 | RN100226539 | Duct work, gas flow measurement and flow controls and tray for the Flue Gas Desulfurization Scrubber system. | The following property is used 100% for pollution control and is installed to meet or exceed federal or state regulations: Duct work, gas flow measurement and flow controls and tray for the Flue Gas Desulfurization Scrubber system. | 2019-05-31 | 201590.97 | 100
22560 | T1 | ATLAS SAND COMPANY LLC | ATLAS 1 | 15456 N FM 874 | KERMIT | TX | 79745 | WINKLER | CN605406776 | RN109897975 | Wastewater treatment system | NOD response not received | 2019-07-23 | 1010253 | 100
22561 | T1 | SAN MIGUEL ELECTRIC COOPERATIVE INC | SAN MIGUEL ELECTRIC PLANT | 6200 FM 3387 | CHRISTINE | TX | 78012 | ATASCOSA | CN600132278 | RN100226539 | Modulating lower dampers on the four Flue Gas Desulfurization Scrubber system modules. | The following property is used 100% for pollution control and is installed to meet or exceed federal or state regulations: Modulating lower dampers on the four Flue Gas Desulfurization Scrubber system modules. | 2019-05-31 | 543686.18 | 100
22562 | T1 | SAN MIGUEL ELECTRIC COOPERATIVE INC | SAN MIGUEL ELECTRIC PLANT | 6200 FM 3387 | CHRISTINE | TX | 78012 | ATASCOSA | CN600132278 | RN100226539 | Upgrades to the Electrostatic Precipitator Vacuum Conveying System | NOD response not received | 2019-08-09 | 247203.6 | 100
22563 | T1 | ATLAS SAND COMPANY LLC | ATLAS 2 | INTX OF TX 18 & LOOP 464 GO APPROX 2.45 MI NW ALONG TX 18 TO ENTRY RD THEN GO APPROX 5.3 MI E TO PLANT SITE | Winkler County | TX | 79756 | WINKLER | CN605406776 | RN109954511 | Dryer dust collection systems 1, 2, and 3; and load dust collectors 1, 2, 3, 4, 5, 6, and 7. | The following property is used 100% for pollution control and is installed to meet or exceed federal or state regulations: Dryer dust collection systems 1, 2, and 3; and load dust collectors 1, 2, 3, 4, 5, 6, and 7. | 2019-06-20 | 1887084 | 100
22564 | T1 | UMICORE CATALYST USA LLC | UMICORE CATALYST USA | 9900 BAYPORT BLVD | PASADENA | TX | 77507 | HARRIS | CN605448984 | RN110070760 | Common filter system used to collect particulate matter from throughout the facility including two baghouses, main stack blower and unit stack; catalytic oxidizer; thermal oxidizer; scrubber column; sand selective catalytic reduction (SCR) reactor including the ammonia injection grid and portable NOx analyzer monitors. | The following property is used 100% for pollution control and is installed to meet or exceed federal or state regulations: Common filter system used to collect particulate matter from throughout the facility including two baghouses, main stack blower and unit stack; catalytic oxidizer; thermal oxidizer; scrubber column; sand selective catalytic reduction (SCR) reactor including the ammonia injection grid and portable NOx analyzer monitors. | 2019-10-24 | 12196927 | 100
22565 | T1 | ATLAS SAND COMPANY LLC | ATLAS 2 | INTX OF TX 18 & LOOP 464 GO APPROX 2.45 MI NW ALONG TX 18 TO ENTRY RD THEN GO APPROX 5.3 MI E TO PLANT SITE | Winkler County | TX | 79756 | WINKLER | CN605406776 | RN109954511 | Wastewater treatment system consisting of two effluent tanks, a flocculation tank, and associated piping and pumps. | NOD response not received | 2019-07-23 | 67543 | 100
22566 | T1 | GCC PERMIAN LLC | ODESSA CEMENT PLANT | 16601 WEST MURPHY | ODESSA | TX | 79766 | ECTOR | CN605260686 | RN100213305 | Baghouse repairs consisting of replacement of the tube-sheet between Kiln 2 and the baghouse. | The following property is used 100% for pollution control and is installed to meet or exceed federal or state regulations: Baghouse repairs consisting of replacement of the tube-sheet between Kiln 2 and the baghouse. | 2019-07-24 | 252662 | 100
22567 | T1 | GCC PERMIAN LLC | ODESSA CEMENT PLANT | 16601 WEST MURPHY | ODESSA | TX | 79766 | ECTOR | CN605260686 | RN100213305 | Hydrochloric acid (HCl) gas analyzer for Kiln 1 and a SICK analyzer to monitor emissions of nitrogen oxides (NOx) for Kilns 1 and 2. | The following property is used 100% for pollution control and is installed to meet or exceed federal or state regulations: Hydrochloric acid (HCl) gas analyzer for Kiln 1 and a SICK analyzer to monitor emissions of nitrogen oxides (NOx) for Kilns 1 and 2. | 2019-07-24 | 567675 | 100
22568 | T1 | GCC PERMIAN LLC | ODESSA CEMENT PLANT | 16601 WEST MURPHY | ODESSA | TX | 79766 | ECTOR | CN605260686 | RN100213305 | Selective non-catalytic reduction systems for Kilns 1 and 2 including the ammonia tank and associated ammonia pipes, valves, and pumps. | The following property is used 100% for pollution control and is installed to meet or exceed federal or state regulations: Selective non-catalytic reduction systems for Kilns 1 and 2 including the ammonia tank and associated ammonia pipes, valves, and pumps. | 2019-07-24 | 3347640 | 100
22569 | T1 | GCC PERMIAN LLC | ODESSA CEMENT PLANT | 16601 WEST MURPHY | ODESSA | TX | 79766 | ECTOR | CN605260686 | RN100213305 | Raw materials storage Building 1 | NOD response not received | 2019-07-08 | 2076081 | 100
22570 | T1 | BADGER MINING CORPORATION | BADGER MINING KERMIT PLANT | 6003 N STATE HIGHWAY 18 | KERMIT | TX | 79745 | WINKLER | CN600414494 | RN109917005 | 67,500 square feet of asphalt paving on the north access road from Hwy 18 to the west property line. | NOD response not received | 2019-07-23 | 336223 | 100
22571 | T1 | PANJWANI ENERGY LLC | STARSTOP 15 | 3215 SOUTH LOOP W | HOUSTON | TX | 77025 | HARRIS | CN604013359 | RN101884252 | Overfill alarms; tank top sumps; automatic tank gauging; automatic line leak detectors; liquid fuel sensors installed between double walled piping to monitor for leaks; secondary containment consisting of a fiberglass Poly Tub around each of two 12,000 gallon single walled tanks; the incremental difference in cost between double-walled piping and single-walled piping; and the incremental difference in cost between the concrete paving covering the underground tanks and pipes and the other paving at the facility calculated using the difference in cost per square foot. | The following property is used 100% for pollution control and is installed to meet or exceed federal or state regulations: Overfill alarms; tank top sumps; automatic tank gauging; automatic line leak detectors; liquid fuel sensors installed between double walled piping to monitor for leaks; secondary containment consisting of a fiberglass Poly Tub around each of two 12,000 gallon single walled tanks; the incremental difference in cost between double-walled piping and single-walled piping; and the incremental difference in cost between the concrete paving covering the underground tanks and pipes and the other paving at the facility calculated using the difference in cost per square foot. | 2019-04-23 | 170261 | 100
22572 | T1 | PANJWANI ENERGY LLC | STAR STOP 41 | 26205 SOUTHWEST FWY | ROSENBERG | TX | 77471 | FORT BEND | CN604013359 | RN102358090 | Overfill alarms; tank top sumps; automatic tank gauging; automatic line leak detectors; liquid fuel sensors installed between underground storage tanks and containment systems to monitor for leaks; secondary containment consisting of a fiberglass Poly Tub around each of two 20,000 gallon and one 12,000 gallon single walled tanks; and the incremental difference in cost between the concrete paving covering the underground tanks and pipes and the other paving at the facility calculated using the difference in cost per square foot. | The following property is used 100% for pollution control and is installed to meet or exceed federal or state regulations: Overfill alarms; tank top sumps; automatic tank gauging; automatic line leak detectors; liquid fuel sensors installed between underground storage tanks and containment systems to monitor for leaks; secondary containment consisting of a fiberglass Poly Tub around each of two 20,000 gallon and one 12,000 gallon single walled tanks; and the incremental difference in cost between the concrete paving covering the underground tanks and pipes and the other paving at the facility calculated using the difference in cost per square foot. | 2019-04-23 | 204075 | 100
22573 | T1 | PANJWANI ENERGY LLC | STAR STOP 71 | 2212 HIGHWAY 71 S | COLUMBUS | TX | 78934 | COLORADO | CN604013359 | RN102485174 | Overfill alarms; tank top sumps; automatic tank gauging; automatic line leak detectors; liquid fuel sensors installed between underground storage tanks and containment systems to monitor for leaks; secondary containment consisting of a fiberglass Poly Tub around each of three 10,000 gallon and one 8,000 gallon single walled tanks; and the incremental difference in cost between the concrete paving covering the underground tanks and pipes and the other paving at the facility calculated using the difference in cost per square foot. | The following property is used 100% for pollution control and is installed to meet or exceed federal or state regulations: Overfill alarms; tank top sumps; automatic tank gauging; automatic line leak detectors; liquid fuel sensors installed between underground storage tanks and containment systems to monitor for leaks; secondary containment consisting of a fiberglass Poly Tub around each of three 10,000 gallon and one 8,000 gallon single walled tanks; and the incremental difference in cost between the concrete paving covering the underground tanks and pipes and the other paving at the facility calculated using the difference in cost per square foot. | 2019-04-23 | 212100 | 100
22574 | T1 | PANJWANI ENERGY LLC | STAR STOP 62 | 5401 KATY FWY | HOUSTON | TX | 77007 | HARRIS | CN604013359 | RN102423456 | Overfill alarms; tank top sumps; automatic tank gauging; automatic line leak detectors; liquid fuel sensors installed between the walls of the double-walled piping to monitor for leaks; secondary containment consisting of a fiberglass Poly Tub around each of two 10,000 gallon and one 12,000 gallon single walled tanks; the incremental difference in cost between double-walled piping and single-walled piping; and the incremental difference in cost between the concrete paving covering the underground tanks and pipes and the other paving at the facility calculated using the difference in cost per square foot. | The following property is used 100% for pollution control and is installed to meet or exceed federal or state regulations: Overfill alarms; tank top sumps; automatic tank gauging; automatic line leak detectors; liquid fuel sensors installed between the walls of the double-walled piping to monitor for leaks; secondary containment consisting of a fiberglass Poly Tub around each of two 10,000 gallon and one 12,000 gallon single walled tanks; the incremental difference in cost between double-walled piping and single-walled piping; and the incremental difference in cost between the concrete paving covering the underground tanks and pipes and the other paving at the facility calculated using the difference in cost per square foot. | 2019-04-24 | 198286 | 100
22575 | T1 | PANJWANI ENERGY LLC | EXXONMOBIL 69409 | 2706 CULEBRA RD | SAN ANTONIO | TX | 78228 | BEXAR | CN604013359 | RN102162724 | Overfill alarms; tank top sumps; automatic tank gauging; automatic line leak detectors; liquid fuel sensors installed between the walls of the double-walled piping to monitor for leaks; secondary containment consisting of a fiberglass Poly Tub around each of two 10,000 gallon and one 12,000 gallon single walled tanks; the incremental difference in cost between double-walled piping and single-walled piping; and the incremental difference in cost between the concrete paving covering the underground tanks and pipes and the other paving at the facility calculated using the difference in cost per square foot. | The following property is used 100% for pollution control and is installed to meet or exceed federal or state regulations: Overfill alarms; tank top sumps; automatic tank gauging; automatic line leak detectors; liquid fuel sensors installed between the walls of the double-walled piping to monitor for leaks; secondary containment consisting of a fiberglass Poly Tub around each of two 10,000 gallon and one 12,000 gallon single walled tanks; the incremental difference in cost between double-walled piping and single-walled piping; and the incremental difference in cost between the concrete paving covering the underground tanks and pipes and the other paving at the facility calculated using the difference in cost per square foot. | 2019-04-24 | 198286 | 100
22576 | T1 | PANJWANI ENERGY LLC | STARSTOP 05 | 6001 MOUNT HOUSTON RD | HOUSTON | TX | 77050 | HARRIS | CN604013359 | RN102376670 | Overfill alarms; tank top sumps; automatic tank gauging; automatic line leak detectors; liquid fuel sensors installed between the double walls of tanks and pipes to monitor for leaks; the incremental difference in cost between three 10,000 gallon double-walled tanks and comparable single-walled tanks; the incremental difference in cost between double-walled piping and single-walled piping; and the incremental difference in cost between the concrete paving covering the underground tanks and pipes and the other paving at the facility calculated using the difference in cost per square foot. | The following property is used 100% for pollution control and is installed to meet or exceed federal or state regulations Overfill alarms; tank top sumps; automatic tank gauging; automatic line leak detectors; liquid fuel sensors installed between the double walls of tanks and pipes to monitor for leaks; the incremental difference in cost between three 10,000 gallon double-walled tanks and comparable single-walled tanks; the incremental difference in cost between double-walled piping and single-walled piping; and the incremental difference in cost between the concrete paving covering the underground tanks and pipes and the other paving at the facility calculated using the difference in cost per square foot. | 2019-04-22 | 258286 | 100
22577 | T1 | BADGER MINING CORPORATION | BADGER MINING KERMIT PLANT | 6003 N STATE HIGHWAY 18 | KERMIT | TX | 79745 | WINKLER | CN600414494 | RN109917005 | Exhaust stack | NOD response not received | 2019-07-23 | 81500 | 100
22578 | T1 | PANJWANI ENERGY LLC | TETCO 26 | 12003 E LOOP 1604 N | UNIVERSAL CITY | TX | 78148 | BEXAR | CN604013359 | RN102490919 | Overfill alarms; tank top sumps; automatic tank gauging; automatic line leak detectors; liquid fuel sensors installed between the underground storage tanks and secondary containment to monitor for leaks; secondary containment consisting of a fiberglass Poly Tub around each of four 12,000 gallon single walled tanks; and the incremental difference in cost between the concrete paving covering the underground tanks and pipes and the other paving at the facility calculated using the difference in cost per square foot. | The following property is used 100% for pollution control and is installed to meet or exceed federal or state regulations: Overfill alarms; tank top sumps; automatic tank gauging; automatic line leak detectors; liquid fuel sensors installed between the underground storage tanks and secondary containment to monitor for leaks; secondary containment consisting of a fiberglass Poly Tub around each of four 12,000 gallon single walled tanks; and the incremental difference in cost between the concrete paving covering the underground tanks and pipes and the other paving at the facility calculated using the difference in cost per square foot. | 2019-04-22 | 226050 | 100
22579 | T1 | BADGER MINING CORPORATION | BADGER MINING KERMIT PLANT | 6003 N STATE HIGHWAY 18 | KERMIT | TX | 79745 | WINKLER | CN600414494 | RN109917005 | Stockpile drainage system | NOD response not received | 2019-07-23 | 1092267 | 100
22580 | T1 | BADGER MINING CORPORATION | BADGER MINING KERMIT PLANT | 6003 N STATE HIGHWAY 18 | KERMIT | TX | 79745 | WINKLER | CN600414494 | RN109917005 | Baghouse and dust collector on the dryer building. | The following property is used 100% for pollution control and is installed to meet or exceed federal or state regulations: Baghouse and dust collector on the dryer building. |  | 3562071 | 100
22581 | T1 | PANJWANI ENERGY LLC | STAR STOP 88 | 8210 MARBACH RD | SAN ANTONIO | TX | 78227 | BEXAR | CN604013359 | RN101647139 | Overfill alarms; tank top sumps; automatic tank gauging; automatic line leak detectors; liquid fuel sensors installed between the underground storage tanks and secondary containment to monitor for leaks; secondary containment consisting of a fiberglass Poly Tub around each of four 10,000 gallon single walled tanks; and the incremental difference in cost between the concrete paving covering the underground tanks and pipes and the other paving at the facility calculated using the difference in cost per square foot. | The following property is used 100% for pollution control and is installed to meet or exceed federal or state regulations: Overfill alarms; tank top sumps; automatic tank gauging; automatic line leak detectors; liquid fuel sensors installed between the underground storage tanks and secondary containment to monitor for leaks; secondary containment consisting of a fiberglass Poly Tub around each of four 10,000 gallon single walled tanks; and the incremental difference in cost between the concrete paving covering the underground tanks and pipes and the other paving at the facility calculated using the difference in cost per square foot. | 2019-04-23 | 220775 | 100
22582 | T1 | BADGER MINING CORPORATION | BADGER MINING KERMIT PLANT | 6003 N STATE HIGHWAY 18 | KERMIT | TX | 79745 | WINKLER | CN600414494 | RN109917005 | Articulated CAT Water Truck Model 740B, SN XXXXXXXX, GMC Water Truck VIN XXXXXXXXXXXXXXX, and Water Truck (CX#4985) VIN XXXXXXXXXXXXXXXXX. | NOD response not received |  | 444660 | 100
22583 | T1 | PANJWANI ENERGY LLC | STAR STOP 91 | 619 DIVISION AVE | SAN ANTONIO | TX | 78214 | BEXAR | CN604013359 | RN102390010 | Overfill alarms; tank top sumps; automatic tank gauging; automatic line leak detectors; liquid fuel sensors installed between the underground storage tanks and secondary containment to monitor for leaks; secondary containment consisting of a fiberglass Poly Tub around each of two 10,000 gallon and one 8,000 gallon single walled tanks; and the incremental difference in cost between the concrete paving covering the underground tanks and pipes and the other paving at the facility calculated using the difference in cost per square foot. | The following property is used 100% for pollution control and is installed to meet or exceed federal or state regulations: Overfill alarms; tank top sumps; automatic tank gauging; automatic line leak detectors; liquid fuel sensors installed between the underground storage tanks and secondary containment to monitor for leaks; secondary containment consisting of a fiberglass Poly Tub around each of two 10,000 gallon and one 8,000 gallon single walled tanks; and the incremental difference in cost between the concrete paving covering the underground tanks and pipes and the other paving at the facility calculated using the difference in cost per square foot. | 2019-04-23 | 189075 | 100
22584 | T1 | PRECISION DRILLING CORPORATION | PRECISION DRILLING DRILLING RIG 616 | 14041 VICKERY DR | HOUSTON | TX | 77032 | HARRIS | CN604727636 | RN106160211 | Drilling mud recycling system consisting of a shaker tank, shale shakers, desilter, desander, and degasser for Rig #616. | The following property is used 100% for pollution control and is installed to meet or exceed federal or state regulations: Drilling mud recycling system consisting of a shaker tank, shale shakers, desilter, desander, and degasser for Rig #616. | 2019-04-24 | 777900 | 100
22585 | T1 | PRECISION DRILLING CORPORATION | PRECISION DRILLING RIG 614 | 14041 VICKERY DR | HOUSTON | TX | 77032 | HARRIS | CN604727636 | RN106160211 | ram type blowout preventers, closing unit, and a choke manifold unit. | The following property is used 100% for pollution control and is installed to meet or exceed federal or state regulations: ram type blowout preventers, closing unit, and a choke manifold unit. | 2019-04-24 | 1295000 | 100
22586 | T1 | PRECISION DRILLING CORPORATION | PRECISION DRILLING RIG 614 | 14041 VICKERY DR | HOUSTON | TX | 77032 | HARRIS | CN604727636 | RN106160211 | Drilling mud recycling system consisting of a shaker tank, shale shakers, desilter, desander, and degasser for Rig #614. | The following property is used 100% for pollution control and is installed to meet or exceed federal or state regulations: Drilling mud recycling system consisting of a shaker tank, shale shakers, desilter, desander, and degasser for Rig #614. | 2019-04-24 | 777900 | 100
22587 | T1 | PRECISION DRILLING CORPORATION | PRECISION DRILLING RIG 616 | 14041 VICKERY DR | HOUSTON | TX | 77032 | HARRIS | CN604727636 | RN106160211 | ram type blowout preventers, closing unit, and a choke manifold unit. | The following property is used 100% for pollution control and is installed to meet or exceed federal or state regulations: ram type blowout preventers, closing unit, and a choke manifold unit. | 2019-04-24 | 1295000 | 100
22588 | T1 | NRG ENERGY INC | SOUTH TEXAS PROJECT ELECTRIC GENERATING STATION | FM 521 8 MI WEST OF WADSWORTH | Matagorda County | TX | 77483 | MATAGORDA | CN603729336 | RN107585713 | Dry cask system consisting of independent spent fuel storage installation (ISFSI) storage pad; ISFSI approach slab; ISFSI construction pad; modifications to each unitâ€™s fuel handling building (installation of rails in truck bay floor, modifications to provide power for ancillary equipment, installation of supplemental fan-coil cooling unit, installation of helium and argon gas delivery systems, and three platforms attached to building); heavy haul path; Holtec low profile transporter; vertical cask transporter; dry cask loading cranes upgrade to single failure-proof; electrical service building that houses the electrical systems required to operate the dry cask storage system; cask discharge system; temporary supplemental cooling system; and ancillary costs for the Holtec Dry Storage System including annulus seals, lift yokes, rigging equipment, drying equipment and storm covers for system. | The following property is used 100% for pollution control and is installed to meet or exceed federal or state regulations: Dry cask system consisting of independent spent fuel storage installation (ISFSI) storage pad; ISFSI approach slab; ISFSI construction pad; modifications to each unitâ€™s fuel handling building (installation of rails in truck bay floor, modifications to provide power for ancillary equipment, installation of supplemental fan-coil cooling unit, installation of helium and argon gas delivery systems, and three platforms attached to building); heavy haul path; Holtec low profile transporter; vertical cask transporter; dry cask loading cranes upgrade to single failure-proof; electrical service building that houses the electrical systems required to operate the dry cask storage system; cask discharge system; temporary supplemental cooling system; and ancillary costs for the Holtec Dry Storage System including annulus seals, lift yokes, rigging equipment, drying equipment and storm covers for system. | 2019-05-29 | 158139106 | 100
22589 | T1 | CORPUS CHRISTI LIQUEFACTION LLC | CORPUS CHRISTI LIQUEFACTION | 554 STATE HIGHWAY 35 | GREGORY | TX | 78359 | SAN PATRICIO | CN604136374 | RN104104716 | Thermal oxidizer systems on Trains 1 and 2 consisting of a thermal oxidizer; knockout drums; associated pumps, piping, flow meters, and gas chromatography systems; and anti-foam injection system for each train. | The following property is used 100% for pollution control and is installed to meet or exceed federal or state regulations: Thermal oxidizer systems on Trains 1 and 2 consisting of a thermal oxidizer; knockout drums; associated pumps, piping, flow meters, and gas chromatography systems; and anti-foam injection system for each train. | 2019-04-25 | 108385051 | 100
22590 | T1 | CORPUS CHRISTI LIQUEFACTION LLC | CORPUS CHRISTI LIQUEFACTION | 554 STATE HIGHWAY 35 | GREGORY | TX | 78359 | SAN PATRICIO | CN604136374 | RN104104716 | Flare system consisting of a marine/storage flare (00Z-1903), marine/storage flare header, marine/storage flare pilots and flame front generator, two wet gas flares (00Z-1901A and B), wet gas flare header, wet gas flare pilots and flame front generator, two dry gas flares (00Z-1902A/B), dry gas flare knockout drums (00V-1902A/B), dry gas flare vaporizers (00E-1901AA-AH/AK & 00ER-1901BA-BH/BK), dry gas flare header, and dry gas flare pilots and flame front generator. | The following property is used 100% for pollution control and is installed to meet or exceed federal or state regulations: Flare system consisting of a marine/storage flare (00Z-1903), marine/storage flare header, marine/storage flare pilots and flame front generator, two wet gas flares (00Z-1901A and B), wet gas flare header, wet gas flare pilots and flame front generator, two dry gas flares (00Z-1902A/B), dry gas flare knockout drums (00V-1902A/B), dry gas flare vaporizers (00E-1901AA-AH/AK & 00ER-1901BA-BH/BK), dry gas flare header, and dry gas flare pilots and flame front generator. | 2019-04-25 | 289054998 | 100
22591 | T1 | PANJWANI ENERGY LLC | BURNET SHELL | 8224 BURNET RD | AUSTIN | TX | 78757 | TRAVIS | CN604013359 | RN102242294 | Overfill alarms; tank top sumps; automatic tank gauging; automatic line leak detectors; liquid fuel sensors installed between the underground storage tanks and secondary containment to monitor for leaks; secondary containment consisting of a fiberglass Poly Tub around each of one 12,000 gallon and three 10,000 gallon single walled tanks; and the incremental difference in cost between the concrete paving covering the underground tanks and pipes and the other paving at the facility calculated using the difference in cost per square foot. | The following property is used 100% for pollution control and is installed to meet or exceed federal or state regulations: Overfill alarms; tank top sumps; automatic tank gauging; automatic line leak detectors; liquid fuel sensors installed between the underground storage tanks and secondary containment to monitor for leaks; secondary containment consisting of a fiberglass Poly Tub around each of one 12,000 gallon and three 10,000 gallon single walled tanks; and the incremental difference in cost between the concrete paving covering the underground tanks and pipes and the other paving at the facility calculated using the difference in cost per square foot. | 2019-04-25 | 212200 | 100
22592 | T1 | PANJWANI ENERGY LLC | STAR STOP 36 | 7510 N MO PAC EXPY | AUSTIN | TX | 78731 | TRAVIS | CN604013359 | RN104784087 | Overfill alarms; tank top sumps; automatic tank gauging; automatic line leak detectors; liquid fuel sensors installed between the double walls of tanks and pipes to monitor for leaks; the incremental difference in cost between one 12,000 gallon and three 10,000 gallon double-walled tanks and comparable single-walled tanks; the incremental difference in cost between double-walled piping and single-walled piping; and the incremental difference in cost between the concrete paving covering the underground tanks and pipes and the other paving at the facility calculated using the difference in cost per square foot. | The following property is used 100% for pollution control and is installed to meet or exceed federal or state regulations: Overfill alarms; tank top sumps; automatic tank gauging; automatic line leak detectors; liquid fuel sensors installed between the double walls of tanks and pipes to monitor for leaks; the incremental difference in cost between one 12,000 gallon and three 10,000 gallon double-walled tanks and comparable single-walled tanks; the incremental difference in cost between double-walled piping and single-walled piping; and the incremental difference in cost between the concrete paving covering the underground tanks and pipes and the other paving at the facility calculated using the difference in cost per square foot. | 2019-04-25 | 327948 | 100
22593 | T1 | PANJWANI ENERGY LLC | STARSTOP 31 | 15505 N SAM HOUSTON PKWY E | HOUSTON | TX | 77049 | HARRIS | CN604013359 | RN102493343 | Overfill alarms; tank top sumps; automatic tank gauging; automatic line leak detectors; liquid fuel sensors installed between the double walls of tanks and pipes to monitor for leaks; the incremental difference in cost between one 15,000 gallon and one 20,000 gallon double-walled tanks and comparable single-walled tanks; the incremental difference in cost between double-walled piping and single-walled piping; and the incremental difference in cost between the concrete paving covering the underground tanks and pipes and the other paving at the facility calculated using the difference in cost per square foot. | The following property is used 100% for pollution control and is installed to meet or exceed federal or state regulations: Overfill alarms; tank top sumps; automatic tank gauging; automatic line leak detectors; liquid fuel sensors installed between the double walls of tanks and pipes to monitor for leaks; the incremental difference in cost between one 15,000 gallon and one 20,000 gallon double-walled tanks and comparable single-walled tanks; the incremental difference in cost between double-walled piping and single-walled piping; and the incremental difference in cost between the concrete paving covering the underground tanks and pipes and the other paving at the facility calculated using the difference in cost per square foot. | 2019-04-25 | 255824 | 100
22594 | T1 | PANJWANI ENERGY LLC | STARSTOP 10 | 16983 GLEN EAGLE DR | CONROE | TX | 77385 | MONTGOMERY | CN604013359 | RN102285673 | Overfill alarms; tank top sumps; automatic tank gauging; automatic line leak detectors; liquid fuel sensors installed between the underground storage tanks and secondary containment to monitor for leaks; secondary containment consisting of a fiberglass Poly Tub around each of one 10,000 gallon, one 12,000 gallon, and one 15,000 gallon single walled tanks; and the incremental difference in cost between the concrete paving covering the underground tanks and pipes and the other paving at the facility calculated using the difference in cost per square foot. | The following property is used 100% for pollution control and is installed to meet or exceed federal or state regulations: Overfill alarms; tank top sumps; automatic tank gauging; automatic line leak detectors; liquid fuel sensors installed between the underground storage tanks and secondary containment to monitor for leaks; secondary containment consisting of a fiberglass Poly Tub around each of one 10,000 gallon, one 12,000 gallon, and one 15,000 gallon single walled tanks; and the incremental difference in cost between the concrete paving covering the underground tanks and pipes and the other paving at the facility calculated using the difference in cost per square foot. | 2019-04-25 | 199075 | 100
22595 | T1 | PANJWANI ENERGY LLC | CHEVRON FAC 175382 | 6903 BRODIE LN | AUSTIN | TX | 78745 | TRAVIS | CN604013359 | RN102488814 | Overfill alarms; tank top sumps; automatic tank gauging; automatic line leak detectors; liquid fuel sensors installed between the double walls of tanks and pipes to monitor for leaks; the incremental difference in cost between three 10,000 gallon double-walled tanks and comparable single-walled tanks; the incremental difference in cost between double-walled piping and single-walled piping; and the incremental difference in cost between the concrete paving covering the underground tanks and pipes and the other paving at the facility calculated using the difference in cost per square foot. | The following property is used 100% for pollution control and is installed to meet or exceed federal or state regulations: Overfill alarms; tank top sumps; automatic tank gauging; automatic line leak detectors; liquid fuel sensors installed between the double walls of tanks and pipes to monitor for leaks; the incremental difference in cost between three 10,000 gallon double-walled tanks and comparable single-walled tanks; the incremental difference in cost between double-walled piping and single-walled piping; and the incremental difference in cost between the concrete paving covering the underground tanks and pipes and the other paving at the facility calculated using the difference in cost per square foot. | 2019-04-25 | 248286 | 100
22596 | T1 | LBC HOUSTON LP | LBC HOUSTON BAYPORT TERMINAL | 11666 PORT RD | SEABROOK | TX | 77586 | HARRIS | CN601179849 | RN101041598 | Two vapor combustors (VC-1 and VC-2) | The following property is used 100% for pollution control and is installed to meet or exceed federal or state regulations: Two vapor combustors (VC-1 and VC-2). | 2019-04-25 | 5000000 | 100
22597 | T1 | PANJWANI ENERGY LLC | LAMAR SHELL | 4545 S LAMAR BLVD | AUSTIN | TX | 78745 | TRAVIS | CN604013359 | RN102161486 | Overfill alarms; tank top sumps; automatic tank gauging; automatic line leak detectors; liquid fuel sensors installed between underground storage tanks and piping to monitor for leaks; secondary containment consisting of a fiberglass Poly Tub around each of four 10,000 gallon single walled tanks; and the incremental difference in cost between the concrete paving covering the underground tanks and pipes and the other paving at the facility calculated using the difference in cost per square foot. | The following property is used 100% for pollution control and is installed to meet or exceed federal or state regulations: Overfill alarms; tank top sumps; automatic tank gauging; automatic line leak detectors; liquid fuel sensors installed between underground storage tanks and piping to monitor for leaks; secondary containment consisting of a fiberglass Poly Tub around each of four 10,000 gallon single walled tanks; and the incremental difference in cost between the concrete paving covering the underground tanks and pipes and the other paving at the facility calculated using the difference in cost per square foot. | 2019-04-25 | 262100 | 100
22598 | T1 | PANJWANI ENERGY LLC | STAR STOP 75 | 5801 N IH 35 | AUSTIN | TX | 78723 | TRAVIS | CN604013359 | RN102476587 | Overfill alarms; tank top sumps; automatic tank gauging; automatic line leak detectors; liquid fuel sensors installed between underground storage tanks and piping to monitor for leaks; secondary containment consisting of a fiberglass Poly Tub around each of four 12,000 gallon single walled tanks; and the incremental difference in cost between the concrete paving covering the underground tanks and pipes and the other paving at the facility calculated using the difference in cost per square foot. | The following property is used 100% for pollution control and is installed to meet or exceed federal or state regulations: Overfill alarms; tank top sumps; automatic tank gauging; automatic line leak detectors; liquid fuel sensors installed between underground storage tanks and piping to monitor for leaks; secondary containment consisting of a fiberglass Poly Tub around each of four 12,000 gallon single walled tanks; and the incremental difference in cost between the concrete paving covering the underground tanks and pipes and the other paving at the facility calculated using the difference in cost per square foot. | 2019-04-25 | 216050 | 100
22599 | T1 | PANJWANI ENERGY LLC | TETCO 254 | 10034 SAN PEDRO AVE | SAN ANTONIO | TX | 78216 | BEXAR | CN604013359 | RN101646412 | Overfill alarms; tank top sumps; automatic tank gauging; automatic line leak detectors; liquid fuel sensors installed between underground storage tanks and piping to monitor for leaks; secondary containment consisting of a fiberglass Poly Tub around each of four 10,000 gallon single walled tanks; and the incremental difference in cost between the concrete paving covering the underground tanks and pipes and the other paving at the facility calculated using the difference in cost per square foot. | The following property is used 100% for pollution control and is installed to meet or exceed federal or state regulations: Overfill alarms; tank top sumps; automatic tank gauging; automatic line leak detectors; liquid fuel sensors installed between underground storage tanks and piping to monitor for leaks; secondary containment consisting of a fiberglass Poly Tub around each of four 10,000 gallon single walled tanks; and the incremental difference in cost between the concrete paving covering the underground tanks and pipes and the other paving at the facility calculated using the difference in cost per square foot. | 2019-04-25 | 252100 | 100
22600 | T1 | REDI-MIX LLC | REDI MIX - GAINESVILLE PLT 7 | 508 E SCOTT ST | GAINESVILLE | TX | 76240 | COOKE | CN603242058 | RN102193307 | Central Baghouse Dust Collector. | The following property is used 100% for pollution control and is installed to meet or exceed federal or state regulations: Central Baghouse Dust Collector. | 2019-04-29 | 44030 | 100
22601 | T1 | HALDOR TOPSOE INC | HALDOR TOPSOE | 10010 BAYPORT BLVD | PASADENA | TX | 77507 | HARRIS | CN600132435 | RN101211498 | TK selective catalytic reduction unit. | The following property is used 100% for pollution control and is installed to meet or exceed federal or state regulations: TK selective catalytic reduction unit. | 2020-02-07 | 1344253.07 | 100
22602 | T1 | KING FUELS INC | COBRA SHELL | 17141 I 10 E | CHANNELVIEW | TX | 77530 | HARRIS | CN601443484 | RN102019890 | Overfill alarms; tank top sumps; automatic tank gauging; automatic line leak detectors; liquid fuel sensors installed between the double walls of tanks and pipes to monitor for leaks; the incremental difference in cost between two 30,000 gallon double-walled tanks and one 40,000 gallon double-walled tank and comparable single-walled tanks; the incremental difference in cost between double-walled piping and single-walled piping; and the incremental difference in cost between the concrete paving covering the underground tanks and pipes and the other paving at the facility calculated using the difference in cost per square foot. | The following property is used 100% for pollution control and is installed to meet or exceed federal or state regulations: Overfill alarms; tank top sumps; automatic tank gauging; automatic line leak detectors; liquid fuel sensors installed between the double walls of tanks and pipes to monitor for leaks; the incremental difference in cost between two 30,000 gallon double-walled tanks and one 40,000 gallon double-walled tank and comparable single-walled tanks; the incremental difference in cost between double-walled piping and single-walled piping; and the incremental difference in cost between the concrete paving covering the underground tanks and pipes and the other paving at the facility calculated using the difference in cost per square foot. | 2019-04-29 | 393386 | 100
22603 | T1 | KING FUELS INC | KING FUEL FOOD MART | 5827 N SAM HOUSTON PKWY W | HOUSTON | TX | 77086 | HARRIS | CN601443484 | RN107267924 | Overfill alarms; tank top sumps; automatic tank gauging; automatic line leak detectors; liquid fuel sensors installed between the double walls of tanks and pipes to monitor for leaks; the incremental difference in cost between one 20,000 gallon and one 30,000 gallon double-walled tanks and comparable single-walled tanks; the incremental difference in cost between double-walled piping and single-walled piping; and the incremental difference in cost between the concrete paving covering the underground tanks and pipes and the other paving at the facility calculated using the difference in cost per square foot. | The following property is used 100% for pollution control and is installed to meet or exceed federal or state regulations: Overfill alarms; tank top sumps; automatic tank gauging; automatic line leak detectors; liquid fuel sensors installed between the double walls of tanks and pipes to monitor for leaks; the incremental difference in cost between one 20,000 gallon and one 30,000 gallon double-walled tanks and comparable single-walled tanks; the incremental difference in cost between double-walled piping and single-walled piping; and the incremental difference in cost between the concrete paving covering the underground tanks and pipes and the other paving at the facility calculated using the difference in cost per square foot. | 2019-04-29 | 278824 | 100
22604 | T1 | LCY ELASTOMERS LP | LCY ELASTOMERS | 4803 DECKER DR | BAYTOWN | TX | 77520 | HARRIS | CN602579542 | RN102325974 | Continuous emissions monitoring systems on the low pressure flare, high pressure flare, and cooling tower. | The following property is used 100% for pollution control and is installed to meet or exceed federal or state regulations: Continuous emissions monitoring systems on the low pressure flare, high pressure flare, and cooling tower. | 2019-05-10 | 135594 | 100
22605 | T1 | LCY ELASTOMERS LP | LCY ELASTOMERS | 4803 DECKER DR | BAYTOWN | TX | 77520 | HARRIS | CN602579542 | RN102325974 | Replacement of the bottom of Equalization Tank TK-7684 | The following property is used 100% for pollution control and is installed to meet or exceed federal or state regulations: Replacement of the bottom of Equalization Tank TK-7684. | 2019-05-10 | 264415 | 100
22606 | T1 | KING FUELS INC | MR EXPRESS | 2602 GREENS RD | HOUSTON | TX | 77032 | HARRIS | CN601443484 | RN108905647 | Overfill alarms; tank top sumps; automatic tank gauging; automatic line leak detectors; liquid fuel sensors installed between the double walls of tanks and pipes to monitor for leaks; the incremental difference in cost between three 20,000 gallon double-walled tanks and comparable single-walled tanks; the incremental difference in cost between double-walled piping and single-walled piping; and the incremental difference in cost between the concrete paving covering the underground tanks and pipes and the other paving at the facility calculated using the difference in cost per square foot. | The following property is used 100% for pollution control and is installed to meet or exceed federal or state regulations: Overfill alarms; tank top sumps; automatic tank gauging; automatic line leak detectors; liquid fuel sensors installed between the double walls of tanks and pipes to monitor for leaks; the incremental difference in cost between three 20,000 gallon double-walled tanks and comparable single-walled tanks; the incremental difference in cost between double-walled piping and single-walled piping; and the incremental difference in cost between the concrete paving covering the underground tanks and pipes and the other paving at the facility calculated using the difference in cost per square foot. | 2019-04-29 | 381449 | 100
22607 | T1 | LCY ELASTOMERS LP | LCY ELASTOMERS | 4803 DECKER DR | BAYTOWN | TX | 77520 | HARRIS | CN602579542 | RN102325974 | Cyclone C-7703, cyclone blower, and associated ductwork. | The following property is used 100% for pollution control and is installed to meet or exceed federal or state regulations: Cyclone/Wet Scrubber C-7703, cyclone blower, and associated ductwork. | 2019-05-10 | 484473 | 100
22608 | T1 | KING FUELS INC | NELEZ | 12202 ALMEDA RD | HOUSTON | TX | 77045 | HARRIS | CN601443484 | RN103028908 | Overfill alarms; tank top sumps; automatic tank gauging; automatic line leak detectors; liquid fuel sensors installed between the double walls of tanks and pipes to monitor for leaks; the incremental difference in cost between one 30,000 gallon double-walled tank and one 20,000 gallon double-walled tank and comparable single-walled tanks; the incremental difference in cost between double-walled piping and single-walled piping; and the incremental difference in cost between the concrete paving covering the underground tanks and pipes and the other paving at the facility calculated using the difference in cost per square foot. | The following property is used 100% for pollution control and is installed to meet or exceed federal or state regulations: Overfill alarms; tank top sumps; automatic tank gauging; automatic line leak detectors; liquid fuel sensors installed between the double walls of tanks and pipes to monitor for leaks; the incremental difference in cost between one 30,000 gallon double-walled tank and one 20,000 gallon double-walled tank and comparable single-walled tanks; the incremental difference in cost between double-walled piping and single-walled piping; and the incremental difference in cost between the concrete paving covering the underground tanks and pipes and the other paving at the facility calculated using the difference in cost per square foot. | 2019-04-29 | 278824 | 100
22609 | T1 | KING FUELS INC | NOORAANS FOOD STORE | 1530 CLINTON DR | GALENA PARK | TX | 77547 | HARRIS | CN601443484 | RN102225430 | Overfill alarms; tank top sumps; automatic tank gauging; automatic line leak detectors; liquid fuel sensors installed between the double walls of tanks and pipes to monitor for leaks; the incremental difference in cost between two 20,000 gallon double-walled tanks and comparable single-walled tanks; the incremental difference in cost between double-walled piping and single-walled piping; and the incremental difference in cost between the concrete paving covering the underground tanks and pipes and the other paving at the facility calculated using the difference in cost per square foot. | The following property is used 100% for pollution control and is installed to meet or exceed federal or state regulations: Overfill alarms; tank top sumps; automatic tank gauging; automatic line leak detectors; liquid fuel sensors installed between the double walls of tanks and pipes to monitor for leaks; the incremental difference in cost between two 20,000 gallon double-walled tanks and comparable single-walled tanks; the incremental difference in cost between double-walled piping and single-walled piping; and the incremental difference in cost between the concrete paving covering the underground tanks and pipes and the other paving at the facility calculated using the difference in cost per square foot. | 2019-04-30 | 275824 | 100
22610 | T1 | CORPUS CHRISTI LIQUEFACTION LLC | CORPUS CHRISTI LIQUEFACTION | 554 STATE HIGHWAY 35 | GREGORY | TX | 78359 | SAN PATRICIO | CN604136374 | RN104104716 | On-Site Treatment Package, Off-Spec Tank, East Marine sanitary lift station and grinder pumps, West Marine sanitary lift station and grinder pumps, Warehouse 1 sanitary lift station and grinder pumps, Guard House Building sanitary lift station and grinder pumps, OCM and Control Building sanitary lift station and grinder pumps, Outside Operator Building sanitary lift station and grinder pumps, Warehouse 2 sanitary lift station and grinder pumps, and Jetty Security Building sanitary lift station and grinder pumps. | The following property is used 100% for pollution control and is installed to meet or exceed federal or state regulations: On-Site Treatment Package, Off-Spec Tank, East Marine sanitary lift station and grinder pumps, West Marine sanitary lift station and grinder pumps, Warehouse 1 sanitary lift station and grinder pumps, Guard House Building sanitary lift station and grinder pumps, OCM and Control Building sanitary lift station and grinder pumps, Outside Operator Building sanitary lift station and grinder pumps, Warehouse 2 sanitary lift station and grinder pumps, and Jetty Security Building sanitary lift station and grinder pumps. | 2019-04-29 | 20630758 | 100
22611 | T1 | KING FUELS INC | COUGARS MART | 15742 OLD HUMBLE RD | HUMBLE | TX | 77396 | HARRIS | CN601443484 | RN101775278 | Overfill alarms; tank top sumps; automatic tank gauging; automatic line leak detectors; liquid fuel sensors installed between the double walls of tanks and pipes to monitor for leaks; the incremental difference in cost between one 32,000 gallon double-walled tank and comparable single-walled tank; the incremental difference in cost between double-walled piping and single-walled piping; and the incremental difference in cost between the concrete paving covering the underground tanks and pipes and the other paving at the facility calculated using the difference in cost per square foot. | The following property is used 100% for pollution control and is installed to meet or exceed federal or state regulations: Overfill alarms; tank top sumps; automatic tank gauging; automatic line leak detectors; liquid fuel sensors installed between the double walls of tanks and pipes to monitor for leaks; the incremental difference in cost between one 32,000 gallon double-walled tank and comparable single-walled tank; the incremental difference in cost between double-walled piping and single-walled piping; and the incremental difference in cost between the concrete paving covering the underground tanks and pipes and the other paving at the facility calculated using the difference in cost per square foot. | 2019-04-29 | 219462 | 100
22612 | T1 | KING FUELS INC | 6625 FOOD MART | 6625 SCOTT ST | HOUSTON | TX | 77021 | HARRIS | CN601443484 | RN101756914 | Overfill alarms; tank top sumps; automatic tank gauging; automatic line leak detectors; liquid fuel sensors installed between the double walls of tanks and pipes to monitor for leaks; the incremental difference in cost between one 32,000 gallon double-walled tank and comparable single-walled tank; the incremental difference in cost between double-walled piping and single-walled piping; and the incremental difference in cost between the concrete paving covering the underground tanks and pipes and the other paving at the facility calculated using the difference in cost per square foot. | The following property is used 100% for pollution control and is installed to meet or exceed federal or state regulations: Overfill alarms; tank top sumps; automatic tank gauging; automatic line leak detectors; liquid fuel sensors installed between the double walls of tanks and pipes to monitor for leaks; the incremental difference in cost between one 32,000 gallon double-walled tank and comparable single-walled tank; the incremental difference in cost between double-walled piping and single-walled piping; and the incremental difference in cost between the concrete paving covering the underground tanks and pipes and the other paving at the facility calculated using the difference in cost per square foot. | 2019-04-29 | 219462 | 100
22613 | T1 | KING FUELS INC | ALMEDA SHELL | 6019 ALMEDA RD | HOUSTON | TX | 77004 | HARRIS | CN601443484 | RN102024114 | Overfill alarms; tank top sumps; automatic tank gauging; automatic line leak detectors; liquid fuel sensors installed between the double walls of tanks and pipes to monitor for leaks; the incremental difference in cost between one 20,000 gallon double-walled tank and one 12,000 gallon double-walled tank and comparable single-walled tanks; the incremental difference in cost between double-walled piping and single-walled piping; and the incremental difference in cost between the concrete paving covering the underground tanks and pipes and the other paving at the facility calculated using the difference in cost per square foot. | The following property is used 100% for pollution control and is installed to meet or exceed federal or state regulations: Overfill alarms; tank top sumps; automatic tank gauging; automatic line leak detectors; liquid fuel sensors installed between the double walls of tanks and pipes to monitor for leaks; the incremental difference in cost between one 20,000 gallon double-walled tank and one 12,000 gallon double-walled tank and comparable single-walled tanks; the incremental difference in cost between double-walled piping and single-walled piping; and the incremental difference in cost between the concrete paving covering the underground tanks and pipes and the other paving at the facility calculated using the difference in cost per square foot. | 2019-04-29 | 251798 | 100
22614 | T1 | KING FUELS INC | KING FUELS FOOD STORE 2 | 4615 SAN JACINTO ST | HOUSTON | TX | 77004 | HARRIS | CN601443484 | RN102426947 | Overfill alarms; tank top sumps; automatic tank gauging; automatic line leak detectors; liquid fuel sensors installed between the double walls of tanks and pipes to monitor for leaks; the incremental difference in cost between one 24,000 gallon double-walled tank and comparable single-walled tank; the incremental difference in cost between double-walled piping and single-walled piping; and the incremental difference in cost between the concrete paving covering the underground tanks and pipes and the other paving at the facility calculated using the difference in cost per square foot. | The following property is used 100% for pollution control and is installed to meet or exceed federal or state regulations: Overfill alarms; tank top sumps; automatic tank gauging; automatic line leak detectors; liquid fuel sensors installed between the double walls of tanks and pipes to monitor for leaks; the incremental difference in cost between one 24,000 gallon double-walled tank and comparable single-walled tank; the incremental difference in cost between double-walled piping and single-walled piping; and the incremental difference in cost between the concrete paving covering the underground tanks and pipes and the other paving at the facility calculated using the difference in cost per square foot. | 2019-04-29 | 219462 | 100
22615 | T1 | KING FUELS INC | STARSTOP 30 | 15050 OLD HUMBLE RD | HUMBLE | TX | 77396 | HARRIS | CN601443484 | RN102483609 | Overfill alarms; tank top sumps; automatic tank gauging; automatic line leak detectors; liquid fuel sensors installed between the double walls of tanks and pipes to monitor for leaks; the incremental difference in cost between one 20,000 gallon double-walled tank and one 15,000 gallon double-walled tank and comparable single-walled tanks; the incremental difference in cost between double-walled piping and single-walled piping; and the incremental difference in cost between the concrete paving covering the underground tanks and pipes and the other paving at the facility calculated using the difference in cost per square foot. | The following property is used 100% for pollution control and is installed to meet or exceed federal or state regulations: Overfill alarms; tank top sumps; automatic tank gauging; automatic line leak detectors; liquid fuel sensors installed between the double walls of tanks and pipes to monitor for leaks; the incremental difference in cost between one 20,000 gallon double-walled tank and one 15,000 gallon double-walled tank and comparable single-walled tanks; the incremental difference in cost between double-walled piping and single-walled piping; and the incremental difference in cost between the concrete paving covering the underground tanks and pipes and the other paving at the facility calculated using the difference in cost per square foot. | 2019-04-29 | 241798 | 100
22616 | T1 | KING FUELS INC | HANNAS FOOD STORE | 10414 RICHMOND AVE | HOUSTON | TX | 77042 | HARRIS | CN601443484 | RN101826048 | Overfill alarms; tank top sumps; automatic tank gauging; automatic line leak detectors; liquid fuel sensors installed between the double walls of tanks and pipes to monitor for leaks; the incremental difference in cost between one 12,000 gallon double-walled tank and one 13,000 gallon double-walled tank and comparable single-walled tanks; the incremental difference in cost between double-walled piping and single-walled piping; and the incremental difference in cost between the concrete paving covering the underground tanks and pipes and the other paving at the facility calculated using the difference in cost per square foot. | The following property is used 100% for pollution control and is installed to meet or exceed federal or state regulations: Overfill alarms; tank top sumps; automatic tank gauging; automatic line leak detectors; liquid fuel sensors installed between the double walls of tanks and pipes to monitor for leaks; the incremental difference in cost between one 12,000 gallon double-walled tank and one 13,000 gallon double-walled tank and comparable single-walled tanks; the incremental difference in cost between double-walled piping and single-walled piping; and the incremental difference in cost between the concrete paving covering the underground tanks and pipes and the other paving at the facility calculated using the difference in cost per square foot. | 2019-04-30 | 279724 | 100
22617 | T1 | KING FUELS INC | SHANANDOAH CHEVRON | 19153 INTERSTATE 45 S | SHENANDOAH | TX | 77385 | MONTGOMERY | CN601443484 | RN103020624 | Overfill alarms; tank top sumps; automatic tank gauging; automatic line leak detectors; liquid fuel sensors installed between the double walls of tanks and pipes to monitor for leaks; the incremental difference in cost between three 12,000 gallon double-walled tanks and one 6,000 gallon double-walled tank and comparable single-walled tanks; the incremental difference in cost between double-walled piping and single-walled piping; and the incremental difference in cost between the concrete paving covering the underground tanks and pipes and the other paving at the facility calculated using the difference in cost per square foot. | The following property is used 100% for pollution control and is installed to meet or exceed federal or state regulations: Overfill alarms; tank top sumps; automatic tank gauging; automatic line leak detectors; liquid fuel sensors installed between the double walls of tanks and pipes to monitor for leaks; the incremental difference in cost between three 12,000 gallon double-walled tanks and one 6,000 gallon double-walled tank and comparable single-walled tanks; the incremental difference in cost between double-walled piping and single-walled piping; and the incremental difference in cost between the concrete paving covering the underground tanks and pipes and the other paving at the facility calculated using the difference in cost per square foot. | 2019-04-29 | 302848 | 100
22618 | T1 | VICTORIA CITY POWER LLC | VICTORIA CITY PEAKING FACILITY | 1301 WILLOW ST | VICTORIA | TX | 77901 | VICTORIA | CN605367879 | RN109785006 | Selective catalytic reduction (SCR) systems for Units 1 and 2 consisting of two SCR units, two SCR vaporization and injection skids, one aqueous ammonia storage tank, one aqueous ammonia forwarding pump skid, and one aqueous ammonia containment area. | The following property is used 100% for pollution control and is installed to meet or exceed federal or state regulations: Selective catalytic reduction (SCR) systems for Units 1 and 2 consisting of two SCR units, two SCR vaporization and injection skids, one aqueous ammonia storage tank, one aqueous ammonia forwarding pump skid, and one aqueous ammonia containment area. | 2019-05-02 | 4017283 | 100
22619 | T1 | VICTORIA PORT POWER LLC | VICTORIA PORT PEAKING FACILITY | 1934 FM RD 1432 | VICTORIA | TX | 77905 | VICTORIA | CN605367572 | RN109784165 | Selective catalytic reduction (SCR) systems for Units 1 and 2 consisting of two SCR units, two SCR vaporization and injection skids, one aqueous ammonia storage tank, one aqueous ammonia forwarding pump skid, and one aqueous ammonia containment area. | The following property is used 100% for pollution control and is installed to meet or exceed federal or state regulations: Selective catalytic reduction (SCR) systems for Units 1 and 2 consisting of two SCR units, two SCR vaporization and injection skids, one aqueous ammonia storage tank, one aqueous ammonia forwarding pump skid, and one aqueous ammonia containment area. | 2019-05-02 | 4017283 | 100
22620 | T1 | LIBERTY PROPERTY LIMITED PARTNERSHIP | GREENSPOINT CROSSING | 11220 ELLA BLVD | HOUSTON | TX | 77067 | HARRIS | CN603231374 | RN105318950 | 5,909.5 square meter stormwater retention pond and a StormTrooper SWST-30C. | The following property is used 100% for pollution control and is installed to meet or exceed federal or state regulations: 5,909.5 square meter stormwater retention pond and a StormTrooper SWST-30C. | 2019-11-08 | 74274 | 100
22621 | T1 | CLEAR CREEK MADZA | CLEAR CREEK MADZA | 400 GULF FREEWAY SOUTH | Galveston County | TX | 77573 | GALVESTON | CN600566624 | RN100892835 | Storm water retention pond | NOD response not received | 2019-10-25 | 88008 | 100
22623 | T1 | SEALY OPERATING III INC | SEALY & COMPANY | 2520 MARSH LN | EL PASO | TX | 79927 | EL PASO | CN603010901 | RN109687236 | Stormwater retention pond | NOD response not received | 2019-10-25 | 69386 | 100
22624 | T1 | LIBERTY PROPERTY LIMITED PARTNERSHIP | WEATHERFORD LABORATORIES | 5250 N SAM HOUSTON PKWY W STE 500 | HOUSTON | TX | 77086 | HARRIS | CN603231374 | RN109128801 | 6,264.1 square meter stormwater retention pond. | The following property is used 100% for pollution control and is installed to meet or exceed federal or state regulations: 6,264.1 square meter stormwater retention pond. | 2019-11-08 | 101930 | 100
22625 | T1 | GROUP 1 REALTY | MODERN CHEVROLET | 3702 AVENUE Q | LUBBOCK | TX | 79412 | LUBBOCK | CN604416354 | RN102794096 | Stormwater retention pond | NOD response not received | 2019-10-25 | 966964 | 100
22626 | T1 | LUBBOCK MOTORS-GM INC | GENE MESSER IMPORTS | 7007 UNIVERSITY AVE | LUBBOCK | TX | 79413 | LUBBOCK | CN600881635 | RN100596154 | Stormwater retention pond | NOD response not received | 2019-10-25 | 27547 | 100
22627 | T1 | CALLOWAYS NURSERY INC | CALLOWAYS NURSERY-FLOWER MOUND TX | Latitude = 33.02389, Longitude = -97.07083 | Denton County | TX | 75022 | DENTON | CN603281692 | RN105391957 | Stormwater retention pond | NOD response not received | 2019-10-25 | 22553 | 100
22628 | T1 | INSTEEL WIRE PRODUCTS COMPANY | AMERICAN SPRING WIRE | 11020 TANNER RD | HOUSTON | TX | 77041 | HARRIS | CN602387599 | RN100656370 | 5,494.2 square meter stormwater retention pond. | The following property is used 100% for pollution control and is installed to meet or exceed federal or state regulations: 5,494.2 square meter stormwater retention pond. | 2019-11-08 | 720154 | 100
22629 | T1 | GS DIAMOND S HOLDINGS LP | MERCEDES BENZ OF GEORGETOWN | 0.17 MLES NORTH OF WESTINGHOUSE RD EAST OF KELLEY DR | Williamson County | TX | 77626 | WILLIAMSON | CN603967142 | RN107719023 | Stormwater retention pond | NOD response not received | 2019-10-25 | 157678 | 100
22630 | T1 | SEALY OPERATING III INC | LEAR SEATING FAVESA | 950 LOMA VERDE DR | EL PASO | TX | 79936 | EL PASO | CN603010901 | RN103181012 | Stormwater retention pond | NOD response not received | 2019-10-25 | 100373 | 100
22631 | T1 | SEALY OPERATING III INC | PWM ELECTRONIC PRICE SIGNS | 2517 FAIRWAY PARK DR | HOUSTON | TX | 77092 | HARRIS | CN603010901 | RN105009625 | Stormwater retention pond | NOD response not received | 2019-10-25 | 99196 | 100
22632 | T1 | OLDCASTLE APG WEST INC | CCI MANUFACTURING KELLER SITE | Latitude = 32.92856, Longitude = -97.304722 | Tarrant County | TX | 76248 | TARRANT | CN603967183 | RN102062494 | Stormwater retention pond | NOD response not received | 2019-10-25 | 18729 | 100
22633 | T1 | GROUP 1 AUTOMOTIVE INC | STERLING MCCALL TOYOTA | 9400 SOUTHWEST FWY | HOUSTON | TX | 77074 | HARRIS | CN604161117 | RN100578962 | Stormwater Retention Pond | NOD response not received | 2019-10-25 | 816078 | 100
22634 | T1 | OLDCASTLE COASTAL INC | EAGLE CORDELL CONCRETE PRODUCTS ROSENBERG | 1607 SPUR 529 | ROSENBERG | TX | 77471 | FORT BEND | CN602736480 | RN102776119 | Stormwater Retention Pond | NOD response not received | 2019-10-25 | 4400 | 100
22635 | T1 | MOTIVA ENTERPRISES LLC | PORT ARTHUR REFINERY | 2555 SAVANNAH AVE | PORT ARTHUR | TX | 77640 | JEFFERSON | CN600124051 | RN105103345 | Flare monitoring equipment consisting of twelve BTU analyzers, eleven supplemental natural gas (NG) control systems, eleven upgrade steam flow measurement instruments, eleven sets of tie-in points for thermal oxidizers for the following flares: SBU1/DCU1, CRU4, HTU4, LHCU, VPS4, ALKY, FCCU3, DCU2, HCU2, SBU2, and VPS5; Seven hydrogen (H2) analyzers for the following flares: CRU4, HTU4, LHCU, ALKY, FCCU3, DCU2, and HCU2; One GE panametric dual path flowmeter with transducers for flare HCU2; Flare camera equipment consisting of two Enterprise servers, eleven Edge clients, eleven HD widescreen monitors with articulating mounts, eleven box cameras, and two pan, tilt, zone cameras; DCU1 Coker equipment consisting of two off gas condensers, two condensed water pumps, one off gas educator, one educator inlet knock-out drum, one condensed water valve, one off gas valve, one educator valve, one steam valve, and one spill-back valve; and DCU2 Coker equipment consisting of one off gas educator, four fin fans, two condensed water pumps, one knock out drum, one gas return motor operated valve (MOV), one steam supply MOV, six drum depressuring MOVs, one condensed water flow control valve and, one spill back valve. | The following property is used 100% for pollution control and is installed to meet or exceed federal or state regulations: Flare monitoring equipment consisting of twelve BTU analyzers, eleven supplemental natural gas (NG) control systems, eleven upgrade steam flow measurement instruments, eleven sets of tie-in points for thermal oxidizers for the following flares: SBU1/DCU1, CRU4, HTU4, LHCU, VPS4, ALKY, FCCU3, DCU2, HCU2, SBU2, and VPS5; Seven hydrogen (H2) analyzers for the following flares: CRU4, HTU4, LHCU, ALKY, FCCU3, DCU2, and HCU2; One GE panametric dual path flowmeter with transducers for flare HCU2; Flare camera equipment consisting of two Enterprise servers, eleven Edge clients, eleven HD widescreen monitors with articulating mounts, eleven box cameras, and two pan, tilt, zone cameras; DCU1 Coker equipment consisting of two off gas condensers, two condensed water pumps, one off gas educator, one educator inlet knock-out drum, one condensed water valve, one off gas valve, one educator valve, one steam valve, and one spill-back valve; and DCU2 Coker equipment consisting of one off gas educator, four fin fans, two condensed water pumps, one knock out drum, one gas return motor operated valve (MOV), one steam supply MOV, six drum depressuring MOVs, one condensed water flow control valve and, one spill back valve. | 2019-06-12 | 58323030 | 100
22636 | T1 | US SILICA COMPANY | LAMESA TEXAS FACILITY | Latitude = 32.807248, Longitude = -102.139865 | Dawson County | TX | 79331 | DAWSON | CN600128268 | RN109938530 | Three Farr GS-6 dust collectors (#1, #2, and #3), two GS-16 dust collectors (#1 and #2), two GS-20 dust collectors (#1 and #2), nine Farr GS-2 bin vent filers (#1, #2, #3, #4, #5, #6, #7, #8, and #9), waste elevator, waste belt conveyor and waste silo. | NOD response not received | 2019-08-08 | 2163600 | 100
22637 | T1 | US SILICA COMPANY | LAMESA TEXAS FACILITY | Latitude = 32.807248, Longitude = -102.139865 | Dawson County | TX | 79331 | DAWSON | CN600128268 | RN109938530 | Wet scrubber including sump and pump, dry scrubber, attrition scrubber. | NOD response not received | 2019-08-08 | 791674 | 100
22638 | T1 | US SILICA COMPANY | LAMESA TEXAS FACILITY | Latitude = 32.807248, Longitude = -102.139865 | Dawson County | TX | 79331 | DAWSON | CN600128268 | RN109938530 | Guzzler vacuum truck and International Water truck | NOD response not received | 2019-08-08 | 174727 | 100
22639 | T1 | AKITA DRILLING USA CORP | DRILLING RIG NUMBER 20 | 12120 JORDY RD | MIDLAND | TX | 79707 | MIDLAND | CN605543982 | RN110756558 | Drilling rig response system consisting of a Ram-type blowout preventer, choke manifold units, and accumulators. | The following property is used 100% for pollution control and is installed to meet or exceed federal or state regulations: Drilling rig response system consisting of a Ram-type blowout preventer, choke manifold units, and accumulators. | 2019-07-03 | 786051 | 100
22640 | T1 | US SILICA COMPANY | CRANE COUNTY PLANT | 8401 N FM 1053 | CRANE | TX | 79731 | CRANE | CN600128268 | RN109826560 | Three Farr GS-6 dust collectors (#1, #2, and #3), two GS-16 dust collectors (#1 and #2), two GS-20 dust collectors (#1 and #2), nine Farr GS-2 bin vent filers (#1, #2, #3, #4, #5, #6, #7, #8, and #9), waste elevator, waste belt conveyor and waste silo. | NOD response not received | 2019-08-08 | 2163600 | 100
22641 | T1 | US SILICA COMPANY | CRANE COUNTY PLANT | 8401 N FM 1053 | CRANE | TX | 79731 | CRANE | CN600128268 | RN109826560 | Guzzler vacuum truck and International Water truck (VIN XXXXXXXXXXXXXXXXX) | NOD response not received | 2019-08-08 | 174727 | 100
22642 | T1 | US SILICA COMPANY | CRANE COUNTY PLANT | 8401 N FM 1053 | CRANE | TX | 79731 | CRANE | CN600128268 | RN109826560 | Wet scrubber including sump and pump, dry scrubber, attrition scrubber. | NOD response not received | 2019-08-08 | 791674 | 100
22643 | T1 | MONARCH SILICA LLC | SOUTHERN HILLS FACILITY | Latitude = 29.189117, Longitude = -98.459214 | Bexar County | TX | 78264 | BEXAR | CN605473875 | RN110417912 | Dust collection systems. | NOD response not received | 2019-08-13 | 1927600 | 100
22644 | T1 | MONARCH SILICA LLC | SOUTHERN HILLS FACILITY | 22631 CAMPBELLTON RD | SAN ANTONIO | TX | 78264 | BEXAR | CN605473875 | RN110417912 | Chute covers and water sprays on conveyor belts. | The following property is used 100% for pollution control and is installed to meet or exceed federal or state regulations: Chute covers and water sprays on conveyor belts. | 2019-07-24 | 200000 | 100
22645 | T1 | MONARCH SILICA LLC | SOUTHERN HILLS FACILITY | 22631 CAMPBELLTON RD | SAN ANTONIO | TX | 78264 | BEXAR | CN605473875 | RN110417912 | Exhaust stacks. | NOD response not received | 2019-08-13 | 75000 | 100
22646 | T1 | MONARCH SILICA LLC | SOUTHERN HILLS FACILITY | 22631 CAMPBELLTON RD | SAN ANTONIO | TX | 78264 | BEXAR | CN605473875 | RN110417912 | Stormwater control equipment consisting of a 620,566 square foot stormwater pond, andâ€¦ | NOD response not received | 2019-08-13 | 300000 | 100
22647 | T1 | LONESTAR PROSPECTS LTD | VISTA SAND KERMIT TEXAS FACILITY | 10422 CR 404 | KERMIT | TX | 79745 | WINKLER | CN603845371 | RN109891374 | 2016 Model CT660S CAT Water Truck (VIN XXXXXXXXXXXXXXXXX) used exclusively to control particulate matter on plant roads and process areas. | The following property is used 100% for pollution control and is installed to meet or exceed federal or state regulations: 2016 Model CT660S CAT Water Truck (VIN XXXXXXXXXXXXXXXXX) used exclusively to control particulate matter on plant roads and process areas. | 2019-07-24 | 140000 | 100
22648 | T1 | LONESTAR PROSPECTS LTD | VISTA SAND KERMIT TEXAS FACILITY | 10422 CR 404 | KERMIT | TX | 79745 | WINKLER | CN603845371 | RN109891374 | Conveyor controls | NOD response not received | 2019-08-08 | 1920954 | 100
22649 | T1 | EOG RESOURCES INC | MUSTANG COMPRESSOR STATION | Latitude = 29.156722, Longitude = -97.54887 | Gonzales County | TX | 78021 | GONZALES | CN600124333 | RN109823310 | SpectraSensors TDLAS Analyzer and SS500 Hydrogen Sulfide (H2S) sensor. | The following property is used 100% for pollution control and is installed to meet or exceed federal or state regulations: SpectraSensors TDLAS Analyzer and SS500 Hydrogen Sulfide (H2S) sensor. | 2019-07-19 | 26890 | 100
22650 | T1 | LONESTAR PROSPECTS LTD | VISTA SAND KERMIT TEXAS FACILITY | 10422 CR 404 | KERMIT | TX | 79745 | WINKLER | CN603845371 | RN109891374 | Dryer dust collector in Area 8, Dust collection ductwork in Area 8, Area 9, Area 10 and Area 11, Air Ventilation System (AVS) filter and fan system in Area 11. | NOD response not received | 2019-08-08 | 1969157 | 100
22651 | T1 | LONE STAR INDUSTRIES INC | BUZZI UNICEM USA | 202 COUNTY ROAD 306 | MARYNEAL | TX | 79535 | NOLAN | CN600363683 | RN100220847 | Two dust collectors and one dust collecting hopper. | The following property is used 100% for pollution control and is installed to meet or exceed federal or state regulations: Two dust collectors and one dust collecting hopper. | 2019-06-21 | 269357.68 | 100
22652 | T1 | CAPITOL AGGREGATES INC | CAPITOL AGGREGATES CEMENT PLANT | 11551 NACOGDOCHES RD | SAN ANTONIO | TX | 78217 | BEXAR | CN604033142 | RN100211507 | Dust control vehicles 2009 Chevy Water Truck (VIN #XXXXX and S/N XXXXXXXXXXXXXXX), Sentinel Sweeper Model 830II, and Cat 621F Water Wagon. | The following property is used 100% for pollution control and is installed to meet or exceed federal or state regulations: Dust control vehicles 2009 Chevy Water Truck (VIN #XXXXX and S/N XXXXXXXXXXXXXXX), Sentinel Sweeper Model 830II, and Cat 621F Water Wagon. | 2019-07-03 | 233900 | 100
22653 | T1 | CAPITOL AGGREGATES INC | CAPITOL AGGREGATES CEMENT PLANT | 11551 NACOGDOCHES RD | SAN ANTONIO | TX | 78217 | BEXAR | CN604033142 | RN100211507 | Monitoring/analyzing equipment consisting of GMS810 Fidor Analyzer, oxygen analyzer with line to monitor kiln waste gases, NESHAP continuous emission monitoring system to monitor kiln stack emissions, gas detection system to monitor kiln combustion, and opacity monitor model 560. | The following property is used 100% for pollution control and is installed to meet or exceed federal or state regulations: Monitoring/analyzing equipment consisting of GMS810 Fidor Analyzer, oxygen analyzer with line to monitor kiln waste gases, NESHAP continuous emission monitoring system to monitor kiln stack emissions, gas detection system to monitor kiln combustion, and opacity monitor model 560. | 2019-07-03 | 1046743 | 100
22654 | T1 | EXPLORER PIPELINE COMPANY | EXPLORER PIPELINE ARLINGTON PUMPING STATION | 3301 S HIGHWAY 157 | EULESS | TX | 76040 | TARRANT | CN600424584 | RN100225739 | Internal floating roof on tank 2315. | The following property is used 100% for pollution control and is installed to meet or exceed federal or state regulations: Internal floating roof on tank 2315. | 2019-05-17 | 428542 | 100
22655 | T1 | EXPLORER PIPELINE COMPANY | FAUNA TANK FARM | 6404 UVALDE RD | HOUSTON | TX | 77049 | HARRIS | CN600424584 | RN100225432 | Internal floating roof on tank 2490. | The following property is used 100% for pollution control and is installed to meet or exceed federal or state regulations: Internal floating roof on tank 2490. | 2019-05-29 | 197978 | 100
22656 | T1 | EASTMAN CHEMICAL TEXAS CITY INC | EASTMAN CHEMICAL TEXAS CITY | 201 BAY ST S | TEXAS CITY | TX | 77590 | GALVESTON | CN600126288 | RN100212620 | Acetic Acid Ship Vent Scrubber | NOD response not received | 2019-06-24 | 1079530 | 100
22657 | T1 | BUILDING MATERIALS INVESTMENT CORPORATION | BUILDING MATERIALS INVESTMENT | 2600 SINGLETON BLVD | DALLAS | TX | 75212 | DALLAS | CN605251487 | RN100788959 | Dust and fume collection system. | NOD response not received | 2019-06-26 | 1519808.39 | 100
22658 | T1 | AGRIUM US INC | AGRIUM US BORGER NITROGEN OPERATIONS | Latitude = 35.641666, Longitude = -101.422777 | Hutchinson County | TX | 79007 | HUTCHINSON | CN600128227 | RN101865715 | No. 3 Injection Well 2300LC/WDW 351. | The following property is used 100% for pollution control and is installed to meet or exceed federal or state regulations: No. 3 Injection Well 2300LC/WDW 351. | 2019-06-11 | 3800000 | 100
22659 | T1 | AGRIUM US INC | AGRIUM US BORGER NITROGEN OPERATIONS | Latitude = 35.641666, Longitude = -101.422777 | Hutchinson County | TX | 79007 | HUTCHINSON | CN600128227 | RN101865715 | South waste water pond 2302A. | The following property is used 100% for pollution control and is installed to meet or exceed federal or state regulations: South waste water pond 2302A. | 2019-06-12 | 1540000 | 100
22660 | T1 | AGRIUM US INC | AGRIUM US BORGER NITROGEN OPERATIONS | Latitude = 35.641666, Longitude = -101.422777 | Hutchinson County | TX | 79007 | HUTCHINSON | CN600128227 | RN101865715 | North and South vertical Lift Pumps 2319-J and 2319-JA. | The following property is used 100% for pollution control and is installed to meet or exceed federal or state regulations: North and South vertical Lift Pumps 2319-J and 2319-JA. | 2019-06-12 | 262000 | 100
22661 | T1 | AGRIUM US INC | AGRIUM US BORGER NITROGEN OPERATIONS | Latitude = 35.641666, Longitude = -101.422777 | Hutchinson County | TX | 79007 | HUTCHINSON | CN600128227 | RN101865715 | Air compressor used solely to supply instrument air necessary to activate control valves that regulate flow to the No. 3 Injection Well 2300LC/WDW 351. | The following property is used 100% for pollution control and is installed to meet or exceed federal or state regulations: Air compressor used solely to supply instrument air necessary to activate control valves that regulate flow to the No. 3 Injection Well 2300LC/WDW 351. | 2019-06-12 | 23000 | 100
22662 | T1 | AGRIUM US INC | AGRIUM US BORGER NITROGEN OPERATIONS | Latitude = 35.641666, Longitude = -101.422777 | Hutchinson County | TX | 79007 | HUTCHINSON | CN600128227 | RN101865715 | Remote I/O cabinet with hardware associated with the No. 3 Injection Well 2300LC/WDW-351. | The following property is used 100% for pollution control and is installed to meet or exceed federal or state regulations: Remote I/O cabinet with hardware associated with the No. 3 Injection Well 2300LC/WDW-351. | 2019-06-12 | 41000 | 100
22663 | T1 | AGRIUM US INC | AGRIUM US BORGER NITROGEN OPERATIONS | Latitude = 35.641666, Longitude = -101.422777 | Hutchinson County | TX | 79007 | HUTCHINSON | CN600128227 | RN101865715 | The north and south injection well filters 2309-L and 2309-LA. | The following property is used 100% for pollution control and is installed to meet or exceed federal or state regulations: The north and south injection well filters 2309-L and 2309-LA. | 2019-06-12 | 48000 | 100
22664 | T1 | AGRIUM US INC | AGRIUM US BORGER NITROGEN OPERATIONS | Latitude = 35.641666, Longitude = -101.422777 | Hutchinson County | TX | 79007 | HUTCHINSON | CN600128227 | RN101865715 | Sulfuric acid tank 2323F. | The following property is used 100% for pollution control and is installed to meet or exceed federal or state regulations: Sulfuric acid tank 2323F. | 2019-06-12 | 34000 | 100
22665 | T1 | INTERNATIONAL PAPER COMPANY | INTERNATIONAL PAPER ORANGE MILL | 1750 IP WAY | ORANGE | TX | 77632 | ORANGE | CN601047830 | RN100214428 | Continuous Emissions Monitoring System (CEMS) including all instrumentation, electrical wiring and connections, climate control system, and structural supports necessary for the operation of the CEMS on the recovery furnace ESP stacks (emission point numbers (EPN) 1A- No. 1 and 1B-No. 2), bark boiler scrubber stack (EPN 2), lime kiln scrubber stack (EPN 11), PFI boiler stack (EPN 2A), and power boiler No. 3 stack (EPN 99). | The following property is used 100% for pollution control and is installed to meet or exceed federal or state regulations: Continuous Emissions Monitoring System (CEMS) including all instrumentation, electrical wiring and connections, climate control system, and structural supports necessary for the operation of the CEMS on the recovery furnace ESP stacks (emission point numbers (EPN) 1A- No. 1 and 1B-No. 2), bark boiler scrubber stack (EPN 2), lime kiln scrubber stack (EPN 11), PFI boiler stack (EPN 2A), and power boiler No. 3 stack (EPN 99). | 2019-06-10 | 2500000 | 100
22666 | T1 | ECOLAB INC | GARLAND PLANT | 2305 SHERWIN ST | GARLAND | TX | 75041 | DALLAS | CN600304745 | RN100594852 | Dust collectors DC-1, DC-2, DC-3, DC-4, DC-5, and DC-6 each consisting of an exhaust blower, ductwork, filters, a rotary airlock and fan, and a dust storage container; dust filters Fil-7, Fil-8, Fil-9, Fil-10, Fil-11, Fil-12, Fil-13, Fil-14, Fil-15; and a dust collection vacuum system consisting of a blower, hoses, high efficiency filters, a rotary airlock and fan, and a dust storage containers. | The following property is used 100% for pollution control and is installed to meet or exceed federal or state regulations: Dust collectors DC-1, DC-2, DC-3, DC-4, DC-5, and DC-6 each consisting of an exhaust blower, ductwork, filters, a rotary airlock and fan, and a dust storage container; dust filters Fil-7, Fil-8, Fil-9, Fil-10, Fil-11, Fil-12, Fil-13, Fil-14, Fil-15; and a dust collection vacuum system consisting of a blower, hoses, high efficiency filters, a rotary airlock and fan, and a dust storage containers. | 2019-06-14 | 1035000 | 100
22667 | T1 | OLDCASTLE BUILDINGENVELOPE INC | TEXAS FACILITY-TERRELL | 803 AIRPORT RD | TERRELL | TX | 75160 | KAUFMAN | CN602245813 | RN100218783 | Wastewater pretreatment system consisting of sludge filter press; two transfer tanks for equalization; three clarifier tanks; chemical precipitation system consisting of two wastewater chemical precipitation tanks, one bisulfite chemical storage tank, and chemical transfer pump; collection piping, sumps, and pumps; online analyzer and sample box; and neutralization system consisting of one wastewater neutralization tank, one caustic storage tank and chemical transfer pump including all electrical wiring and connections, instrumentation, piping, and structural supports necessary to the operation of the filter press, tanks, and chemical pumps. | The following property is used 100% for pollution control and is installed to meet or exceed federal or state regulations: Wastewater pretreatment system consisting of sludge filter press; two transfer tanks for equalization; three clarifier tanks; chemical precipitation system consisting of two wastewater chemical precipitation tanks, one bisulfite chemical storage tank, and chemical transfer pump; collection piping, sumps, and pumps; online analyzer and sample box; and neutralization system consisting of one wastewater neutralization tank, one caustic storage tank and chemical transfer pump including all electrical wiring and connections, instrumentation, piping, and structural supports necessary to the operation of the filter press, tanks, and chemical pumps. | 2019-07-17 | 1665000 | 100
22668 | T1 | BEST SEA-PACK OF TEXAS INC | BEST SEA PACK OF TEXAS FACILITY | APPROX 1.6 MI WEST OF THE INTERSECTION OF COUNTY ROADS 171 AND 203 | Brazoria County | TX | 77534 | BRAZORIA | CN601121478 | RN102077195 | Wastewater lagoons | NOD response not received | 2019-07-22 | 0 | 100
22669 | T1 | GEORGIA-PACIFIC WOOD PRODUCTS LLC | GEORGIA-PACIFIC WOOD PRODUCTS PINELAND MANUFACTURING COMPLEX | 105 YELLOWPINE HIGHWAY | PINELAND | TX | 75968 | SABINE | CN603126640 | RN100217744 | Wood-fired boiler emissions control system consisting of a multi cyclone dust collector including all instrumentation, piping, electrical wiring and connections, and structural supports necessary for operation of the dust collector; new collection plates, new collection plate electrodes, and new ladder bars between the collection plates on the electrostatic precipitator including all electrical wiring and connections and structural supports necessary for operation of the electrostatic precipitator; over-fire air system consisting of nozzles and ports mounted above the combustion zone in the boiler furnace; and new induced draft exhaust fan including all instrumentation, electrical wiring and connections, and structural supports necessary for the operation of the fan. | The following property is used 100% for pollution control and is installed to meet or exceed federal or state regulations: Wood-fired boiler emissions control system consisting of a multi cyclone dust collector including all instrumentation, piping, electrical wiring and connections, and structural supports necessary for operation of the dust collector; new collection plates, new collection plate electrodes, and new ladder bars between the collection plates on the electrostatic precipitator including all electrical wiring and connections and structural supports necessary for operation of the electrostatic precipitator; over-fire air system consisting of nozzles and ports mounted above the combustion zone in the boiler furnace; and new induced draft exhaust fan including all instrumentation, electrical wiring and connections, and structural supports necessary for the operation of the fan. |  | 2095000 | 100
22670 | T1 | MONSANTO SOUTHERN PRODUCTION CO LLC | LUBBOCK COTTON SEED PRODUCTION FACILITY | 11613 NORTH INTERSTATE HIGHWAY 27 | LUBBOCK | TX | 79403 | LUBBOCK | CN605072495 | RN109018028 | Dust filters 58.005F, 58.355F, and 58.405F; Dust collectors 41.930F, 42.930F, 43.930F, 51.915F, 52.915F, 53.915F, 40.900F, BLDGFUG1, BLDGFUG2, 51.965F, 51.945F, 52.945F, 53.945F, 51.955F, and 58.010F each consisting of an exhaust blower, ductwork, filters, rotary airlock and fan, neutralization bin, electrical wiring and connections, and structural supports; Dust collector for Lint Neutralization 1 (08.260F), 2 (08.261F), and 3 (08.262F) each consisting of an exhaust blower, ductwork, filters, rotary airlock and fan, neutralization bins, electrical wiring and connections, and structural supports; Dust separator cyclones 41.900F, 41.905F, 41.910F, 42.900F, 42.905F, 42.910F, 42.915F, 43.900F, 43.905F, 43.910F, and 43.915F each consisting of an exhaust blower, ductwork, cyclone, dust auger, neutralization bin, electrical wiring and connections, and structural supports; and Dust separator cyclones for Buffing Line 1 (41.930F), Buffing Line 2 (42.930F), and Buffing Line 3 (43.930F) each consisting of an exhaust blower, ductwork, cyclone, dust auger, neutralization bin, electrical wiring and connections, and structural supports. | The following property is used 100% for pollution control and is installed to meet or exceed federal or state regulations: Dust filters 58.005F, 58.355F, and 58.405F; Dust collectors 41.930F, 42.930F, 43.930F, 51.915F, 52.915F, 53.915F, 40.900F, BLDGFUG1, BLDGFUG2, 51.965F, 51.945F, 52.945F, 53.945F, 51.955F, and 58.010F each consisting of an exhaust blower, ductwork, filters, rotary airlock and fan, neutralization bin, electrical wiring and connections, and structural supports; Dust collector for Lint Neutralization 1 (08.260F), 2 (08.261F), and 3 (08.262F) each consisting of an exhaust blower, ductwork, filters, rotary airlock and fan, neutralization bins, electrical wiring and connections, and structural supports; Dust separator cyclones 41.900F, 41.905F, 41.910F, 42.900F, 42.905F, 42.910F, 42.915F, 43.900F, 43.905F, 43.910F, and 43.915F each consisting of an exhaust blower, ductwork, cyclone, dust auger, neutralization bin, electrical wiring and connections, and structural supports; and Dust separator cyclones for Buffing Line 1 (41.930F), Buffing Line 2 (42.930F), and Buffing Line 3 (43.930F) each consisting of an exhaust blower, ductwork, cyclone, dust auger, neutralization bin, electrical wiring and connections, and structural supports. |  | 10850000 | 100
22671 | T1 | INTERNATIONAL PAPER COMPANY | ORANGE MILL | 1750 IP WAY | ORANGE | TX | 77632 | ORANGE | CN601047830 | RN100214428 | Monitoring system upgrade consisting of the addition of a voice notification system on the electrostatic precipitators for Recovery Furnaces No. 1 and 2. | The following property is used 100% for pollution control and is installed to meet or exceed federal or state regulations: Monitoring system upgrade consisting of the addition of a voice notification system on the electrostatic precipitators for Recovery Furnaces No. 1 and 2. | 2019-06-26 | 500000 | 100
22672 | T1 | INTERNATIONAL PAPER COMPANY | ORANGE MILL LANDFILL | 1750 IP WAY | ORANGE | TX | 77632 | ORANGE | CN601047830 | RN103054466 | Final cover system for Landfill Cell No. 1 consisting of a geonet composite high density polyethylene (HDPE) liner, 48 inches of compacted clary soil, 18 inches of topsoil, and grass seed, and a straw blanket to control erosion; six groundwater monitoring wells (MW No. 1, MW No. 2, MW No. 3, MW No. 4, MW No. 5, and MW No. 6) for Landfill Cell No. 3, one groundwater monitoring well (MW No. 5) for Landfill Cell No. 1, and two groundwater monitoring wells for pond storing spent pulping liquor; berm improvements for Landfill Cell No. 2 including the raising of the berm height, reconstruction of the access road to the landfill, installing silt fencing, added topsoil, grass seed, and a straw blanket to control erosion; and construction of Landfill Cell No. 3 including a 36-inch compacted clay liner, a geosynthetic clay liner, a 60 mil textured HDPE geomembrane and geonet composite liner made of HDPE, a 24-inch sand layer, an earthen berm around Cell No. 3, a gravel access road to the landfill cell, and stormwater protection system to route stormwater runoff away from the landfill. | The following property is used 100% for pollution control and is installed to meet or exceed federal or state regulations: Final cover system for Landfill Cell No. 1 consisting of a geonet composite high density polyethylene (HDPE) liner, 48 inches of compacted clary soil, 18 inches of topsoil, and grass seed, and a straw blanket to control erosion; six groundwater monitoring wells (MW No. 1, MW No. 2, MW No. 3, MW No. 4, MW No. 5, and MW No. 6) for Landfill Cell No. 3, one groundwater monitoring well (MW No. 5) for Landfill Cell No. 1, and two groundwater monitoring wells for pond storing spent pulping liquor; berm improvements for Landfill Cell No. 2 including the raising of the berm height, reconstruction of the access road to the landfill, installing silt fencing, added topsoil, grass seed, and a straw blanket to control erosion; and construction of Landfill Cell No. 3 including a 36-inch compacted clay liner, a geosynthetic clay liner, a 60 mil textured HDPE geomembrane and geonet composite liner made of HDPE, a 24-inch sand layer, an earthen berm around Cell No. 3, a gravel access road to the landfill cell, and stormwater protection system to route stormwater runoff away from the landfill. | 2019-07-03 | 9300000 | 100
22673 | T1 | BASTROP CAR WASH SERVICES LLC | RAPID EXPRESS CAR WASH | 741 OLD AUSTIN HWY | BASTROP | TX | 78602 | BASTROP | CN605674019 | RN110804861 | Water Quality Detention Pond. | The following property is used 100% for pollution control and is installed to meet or exceed federal or state regulations: Water Quality Detention Pond. | 2019-12-20 | 425000 | 100
22674 | T3 | NORBORD TEXAS NACOGDOCHES INC | NORBORD TEXAS NACOGDOCHES | 2301 SE STALLINGS DR | NACOGDOCHES | TX | 75961 | NACOGDOCHES | CN603166521 | RN100543040 | Methylene Diphenyl di-Isocyanate (MDI) fines dust collection system consisting of a baghouse, blower, ductwork and all electrical wiring, connections and structural supports necessary to the operation of the dust collection system. | The following property is used 100% for pollution control and is installed to meet or exceed federal or state regulations: Methylene Diphenyl di-Isocyanate (MDI) fines dust collection system consisting of a baghouse, blower, ductwork and all electrical wiring, connections and structural supports necessary to the operation of the dust collection system. | 2019-07-11 | 2000000 | 100
22675 | T1 | MONSANTO SOUTHERN PRODUCTION CO LLC | LUBBOCK COTTON SEED PRODUCTION FACILITY | 11613 NORTH INTERSTATE HIGHWAY 27 | LUBBOCK | TX | 79403 | LUBBOCK | CN605072495 | RN109018028 | Waste collection and treatment system consisting of a waste neutralization system including three lint neutralization lines, a portable belt conveyor, two storage bins for agricultural lime, bucket elevators, augers, troughs, all electrical wiring and connections and structural supports to the operation of the waste neutralization system and all electric-driven motors used to power the augers, conveyors, and bucket elevators that are part of the waste neutralization system; an evaporation system including a surge tank, evaporator, sump, associated pumps, evaporator tank, all electrical wiring and connections, piping, and structural supports necessary to the operation of the evaporation systems, and all electric-driven motors uses to power the pumps that are part of the evaporation system; and waste collection and storage system including augers, bucket elevator, surge bin, weigh belt and scale, two sump pumps, aqueous waste storage tank, associated pumps, three collection hoppers with batch scales, four loadout bins, all electrical wiring and connections, piping, and structural supports necessary to the operation of the system, and all electric-driven motors used to power the augers, bucket elevators, and pumps that are part of the system. | The following property is used 100% for pollution control and is installed to meet or exceed federal or state regulations: Waste collection and treatment system consisting of a waste neutralization system including three lint neutralization lines, a portable belt conveyor, two storage bins for agricultural lime, bucket elevators, augers, troughs, all electrical wiring and connections and structural supports to the operation of the waste neutralization system and all electric-driven motors used to power the augers, conveyors, and bucket elevators that are part of the waste neutralization system; an evaporation system including a surge tank, evaporator, sump, associated pumps, evaporator tank, all electrical wiring and connections, piping, and structural supports necessary to the operation of the evaporation systems, and all electric-driven motors uses to power the pumps that are part of the evaporation system; and waste collection and storage system including augers, bucket elevator, surge bin, weigh belt and scale, two sump pumps, aqueous waste storage tank, associated pumps, three collection hoppers with batch scales, four loadout bins, all electrical wiring and connections, piping, and structural supports necessary to the operation of the system, and all electric-driven motors used to power the augers, bucket elevators, and pumps that are part of the system. | 2019-07-11 | 2350000 | 100
22676 | T1 | OXEA CORPORATION | OXEA BAY CITY PLANT | 2001 FM 3057 | BAY CITY | TX | 77414 | MATAGORDA | CN603164716 | RN105195655 | Hazardous waste storage tank V-5261; ancillary equipment including piping, valves, connections, flanges, transmitters, nitrogen lines, and relief valves; and 2,600 square feet concrete containment area. | The following property is used 100% for pollution control and is installed to meet or exceed federal or state regulations: Hazardous waste storage tank V-5261; ancillary equipment including piping, valves, connections, flanges, transmitters, nitrogen lines, and relief valves; and 2,600 square feet concrete containment area. | 2019-10-24 | 1310000 | 100
22677 | T1 | OXEA CORPORATION | OXEA BAY CITY PLANT | 2001 FM 3057 | BAY CITY | TX | 77414 | MATAGORDA | CN603164716 | RN105195655 | Sump system consisting of piping, pumps and motors: oily water sump P-5265/M-5721, north SW sump P-5266/M-5262, central SW sump P-5267/M-5269, and south SW sump P-5268/M-5268. | The following property is used 100% for pollution control and is installed to meet or exceed federal or state regulations: Sump system consisting of piping, pumps and motors: oily water sump P-5265/M-5721, north SW sump P-5266/M-5262, central SW sump P-5267/M-5269, and south SW sump P-5268/M-5268. | 2019-10-24 | 680000 | 100
22678 | T1 | OXEA CORPORATION | OXEA BAY CITY PLANT | 2001 FM 3057 | BAY CITY | TX | 77414 | MATAGORDA | CN603164716 | RN105195655 | Ethylene flare (303M1239) including the vent gas knockout vessel (V-860), closed vent piping, and analyzer equipment. | The following property is used 100% for pollution control and is installed to meet or exceed federal or state regulations: Ethylene flare (303M1239) including the vent gas knockout vessel (V-860), closed vent piping, and analyzer equipment. | 2019-10-24 | 1746022 | 100
22679 | T1 | OXEA CORPORATION | OXEA BAY CITY PLANT | 2001 FM 3057 | BAY CITY | TX | 77414 | MATAGORDA | CN603164716 | RN105195655 | Internal floating roofs on Propanol 2 Intermediate Storage Tanks V-5273 and Barge Tank V-5274. | The following property is used 100% for pollution control and is installed to meet or exceed federal or state regulations: Internal floating roofs on Propanol 2 Intermediate Storage Tank V-5273 and Barge Tank V-5274. | 2019-09-13 | 1260000 | 100
22680 | T3 | OXEA CORPORATION | OXEA BAY CITY PLANT | 2001 FM 3057 | BAY CITY | TX | 77414 | MATAGORDA | CN603164716 | RN105195655 | Boiler 9 (302M3077) and vapor combustion system including knock-out pots (V-5267 and V-241), vent gas ejector (M-5261), pump (P-5276), and related piping and piping components. | The following property is used 99.99% for pollution control and is installed to meet or exceed federal or state regulations: Boiler 9 (302M3077) and vapor combustion system including knock-out pots (V-5267 and V-241), vent gas ejector (M-5261), pump (P-5276), and related piping and piping components. | 2020-01-08 | 20937695 | 99.99
22681 | T1 | HALDOR TOPSOE INC | HALDOR TOPSOE | 10010 BAYPORT BLVD | PASADENA | TX | 77507 | HARRIS | CN600132435 | RN101211498 | Wastewater equipment consisting of a wastewater line, pump, tanks used to adjust the pH of the wastewater, and concrete humps to segregate process water in the tank off loading area and stormwater. | The following property is used 100% for pollution control and is installed to meet or exceed federal or state regulations: Wastewater equipment consisting of a wastewater line, pump, tanks used to adjust the pH of the wastewater, and concrete humps to segregate process water in the tank off loading area and stormwater. | 2020-02-07 | 1670423.83 | 100
22682 | T1 | KING FUELS INC | ALL STOP FOOD MARKET 1 | 3720 HARRISBURG BLVD | HOUSTON | TX | 77003 | HARRIS | CN601443484 | RN100875335 | Overfill alarms; tank top sumps; automatic tank gauging; automatic line leak detectors; liquid fuel sensors installed between the underground storage tanks and secondary containment to monitor for leaks; secondary containment consisting of a fiberglass Poly Tub around each of one 8,000 gallon, and two 6,000 gallon single walled tanks; and the incremental difference in cost between the concrete paving covering the underground tanks and pipes and the other paving at the facility calculated using the difference in cost per square foot. | The following property is used 100% for pollution control and is installed to meet or exceed federal or state regulations: Overfill alarms; tank top sumps; automatic tank gauging; automatic line leak detectors; liquid fuel sensors installed between the underground storage tanks and secondary containment to monitor for leaks; secondary containment consisting of a fiberglass Poly Tub around each of one 8,000 gallon, and two 6,000 gallon single walled tanks; and the incremental difference in cost between the concrete paving covering the underground tanks and pipes and the other paving at the facility calculated using the difference in cost per square foot. | 2019-09-05 | 202950 | 100
22683 | T1 | KING FUELS INC | HAMILTON SHELL | 2100 HAMILTON ST | HOUSTON | TX | 77003 | HARRIS | CN601443484 | RN101855179 | Overfill alarms; tank top sumps; automatic tank gauging; automatic line leak detectors; liquid fuel sensors installed between the double walls of tanks and pipes to monitor for leaks; the incremental difference in cost between one 20,000 gallon double-walled tank and a comparable single-walled tank; the incremental difference in cost between double-walled piping and single-walled piping; and the incremental difference in cost between the concrete paving covering the underground tanks and pipes and the other paving at the facility calculated using the difference in cost per square foot. | The following property is used 100% for pollution control and is installed to meet or exceed federal or state regulations: Overfill alarms; tank top sumps; automatic tank gauging; automatic line leak detectors; liquid fuel sensors installed between the double walls of tanks and pipes to monitor for leaks; the incremental difference in cost between one 20,000 gallon double-walled tank and a comparable single-walled tank; the incremental difference in cost between double-walled piping and single-walled piping; and the incremental difference in cost between the concrete paving covering the underground tanks and pipes and the other paving at the facility calculated using the difference in cost per square foot. | 2019-09-05 | 224724 | 100
22684 | T1 | KING FUELS INC | KING FUELS FOOD STORE | 720 RANKIN RD | HOUSTON | TX | 77073 | HARRIS | CN601443484 | RN102247582 | Overfill alarms; tank top sumps; automatic tank gauging; automatic line leak detectors; liquid fuel sensors installed between the underground storage tanks and secondary containment to monitor for leaks; secondary containment consisting of a fiberglass Poly Tub around each of three 10,000 gallon single walled tanks; and the incremental difference in cost between the concrete paving covering the underground tanks and pipes and the other paving at the facility calculated using the difference in cost per square foot. | The following property is used 100% for pollution control and is installed to meet or exceed federal or state regulations: Overfill alarms; tank top sumps; automatic tank gauging; automatic line leak detectors; liquid fuel sensors installed between the underground storage tanks and secondary containment to monitor for leaks; secondary containment consisting of a fiberglass Poly Tub around each of three 10,000 gallon single walled tanks; and the incremental difference in cost between the concrete paving covering the underground tanks and pipes and the other paving at the facility calculated using the difference in cost per square foot. | 2019-09-05 | 202950 | 100
22685 | T1 | KING FUELS INC | SHOP & GO 7 | 1532 FM 1960 E | HUMBLE | TX | 77338 | HARRIS | CN601443484 | RN102480050 | Overfill alarms; tank top sumps; automatic tank gauging; automatic line leak detectors; liquid fuel sensors installed between the underground storage tanks and secondary containment to monitor for leaks; secondary containment consisting of a fiberglass Poly Tub around each of four 12,000 gallon single walled tanks; and the incremental difference in cost between the concrete paving covering the underground tanks and pipes and the other paving at the facility calculated using the difference in cost per square foot. | The following property is used 100% for pollution control and is installed to meet or exceed federal or state regulations: Overfill alarms; tank top sumps; automatic tank gauging; automatic line leak detectors; liquid fuel sensors installed between the underground storage tanks and secondary containment to monitor for leaks; secondary containment consisting of a fiberglass Poly Tub around each of four 12,000 gallon single walled tanks; and the incremental difference in cost between the concrete paving covering the underground tanks and pipes and the other paving at the facility calculated using the difference in cost per square foot. | 2019-09-05 | 196050 | 100
22686 | T1 | KING FUELS INC | MARINA SHELL | 12947 LAKE CONROE HILLS DR | WILLIS | TX | 77318 | MONTGOMERY | CN601443484 | RN101912327 | Overfill alarms; tank top sumps; automatic tank gauging; automatic line leak detectors; liquid fuel sensors installed between the underground storage tanks and secondary containment to monitor for leaks; secondary containment consisting of a fiberglass Poly Tub around each of one 12,000 gallon, two 10,000 gallon, and one 4,000 gallon single walled tanks; and the incremental difference in cost between the concrete paving covering the underground tanks and pipes and the other paving at the facility calculated using the difference in cost per square foot. | The following property is used 100% for pollution control and is installed to meet or exceed federal or state regulations: Overfill alarms; tank top sumps; automatic tank gauging; automatic line leak detectors; liquid fuel sensors installed between the underground storage tanks and secondary containment to monitor for leaks; secondary containment consisting of a fiberglass Poly Tub around each of one 12,000 gallon, two 10,000 gallon, and one 4,000 gallon single walled tanks; and the incremental difference in cost between the concrete paving covering the underground tanks and pipes and the other paving at the facility calculated using the difference in cost per square foot. | 2019-09-05 | 196050 | 100
22687 | T1 | KING FUELS INC | CORNER SHELL | 21502 ALDINE WESTFIELD RD | HUMBLE | TX | 77338 | HARRIS | CN601443484 | RN102424116 | Overfill alarms; tank top sumps; automatic tank gauging; automatic line leak detectors; liquid fuel sensors installed between the underground storage tanks and secondary containment to monitor for leaks; secondary containment consisting of a fiberglass Poly Tub around each of two 20,000 gallon single walled tanks; and the incremental difference in cost between the concrete paving covering the underground tanks and pipes and the other paving at the facility calculated using the difference in cost per square foot. | The following property is used 100% for pollution control and is installed to meet or exceed federal or state regulations: Overfill alarms; tank top sumps; automatic tank gauging; automatic line leak detectors; liquid fuel sensors installed between the underground storage tanks and secondary containment to monitor for leaks; secondary containment consisting of a fiberglass Poly Tub around each of two 20,000 gallon single walled tanks; and the incremental difference in cost between the concrete paving covering the underground tanks and pipes and the other paving at the facility calculated using the difference in cost per square foot. | 2019-09-27 | 166050 | 100
22688 | T1 | KING FUELS INC | KINGWOOD FOOD MART | 1800 NORTHPARK DR | KINGWOOD | TX | 77339 | MONTGOMERY | CN601443484 | RN102062213 | Overfill alarms; tank top sumps; automatic tank gauging; automatic line leak detectors; liquid fuel sensors installed between the underground storage tanks and secondary containment to monitor for leaks; secondary containment consisting of a fiberglass Poly Tub around each of two 20,000 gallon single walled tanks; and the incremental difference in cost between the concrete paving covering the underground tanks and pipes and the other paving at the facility calculated using the difference in cost per square foot. | The following property is used 100% for pollution control and is installed to meet or exceed federal or state regulations: Overfill alarms; tank top sumps; automatic tank gauging; automatic line leak detectors; liquid fuel sensors installed between the underground storage tanks and secondary containment to monitor for leaks; secondary containment consisting of a fiberglass Poly Tub around each of two 20,000 gallon single walled tanks; and the incremental difference in cost between the concrete paving covering the underground tanks and pipes and the other paving at the facility calculated using the difference in cost per square foot. | 2019-09-24 | 166050 | 100
22689 | T1 | KING FUELS INC | MEMONA EXPRESS | 3117 MAIN ST | HOUSTON | TX | 77002 | HARRIS | CN601443484 | RN101911618 | Overfill alarms; tank top sumps; automatic tank gauging; automatic line leak detectors; liquid fuel sensors installed between the underground storage tanks and secondary containment to monitor for leaks; secondary containment consisting of a fiberglass Poly Tub around each of two 10,000 gallon single walled tanks; and the incremental difference in cost between the concrete paving covering the underground tanks and pipes and the other paving at the facility calculated using the difference in cost per square foot. | The following property is used 100% for pollution control and is installed to meet or exceed federal or state regulations: Overfill alarms; tank top sumps; automatic tank gauging; automatic line leak detectors; liquid fuel sensors installed between the underground storage tanks and secondary containment to monitor for leaks; secondary containment consisting of a fiberglass Poly Tub around each of two 10,000 gallon single walled tanks; and the incremental difference in cost between the concrete paving covering the underground tanks and pipes and the other paving at the facility calculated using the difference in cost per square foot. | 2019-09-24 | 166050 | 100
22690 | T1 | KING FUELS INC | STOP N GO | 10030 HOMESTEAD RD | HOUSTON | TX | 77016 | HARRIS | CN601443484 | RN101446771 | Overfill alarms; tank top sumps; automatic tank gauging; automatic line leak detectors; liquid fuel sensors installed between the underground storage tanks and secondary containment to monitor for leaks; secondary containment consisting of a fiberglass Poly Tub around each of one 14,000 gallon and one 18,000 gallon single walled tanks; and the incremental difference in cost between the concrete paving covering the underground tanks and pipes and the other paving at the facility calculated using the difference in cost per square foot. | The following property is used 100% for pollution control and is installed to meet or exceed federal or state regulations: Overfill alarms; tank top sumps; automatic tank gauging; automatic line leak detectors; liquid fuel sensors installed between the underground storage tanks and secondary containment to monitor for leaks; secondary containment consisting of a fiberglass Poly Tub around each of one 14,000 gallon and one 18,000 gallon single walled tanks; and the incremental difference in cost between the concrete paving covering the underground tanks and pipes and the other paving at the facility calculated using the difference in cost per square foot. | 2019-09-27 | 166050 | 100
22691 | T1 | KING FUELS INC | WINNERS CORNER 2 | 11219 EASTEX FWY | HOUSTON | TX | 77093 | HARRIS | CN601443484 | RN101213916 | Overfill alarms; tank top sumps; automatic tank gauging; automatic line leak detectors; liquid fuel sensors installed between the underground storage tanks and secondary containment to monitor for leaks; secondary containment consisting of a fiberglass Poly Tub around each of one 10,000 gallon and one 20,000 gallon single walled tanks; and the incremental difference in cost between the concrete paving covering the underground tanks and pipes and the other paving at the facility calculated using the difference in cost per square foot. | The following property is used 100% for pollution control and is installed to meet or exceed federal or state regulations: Overfill alarms; tank top sumps; automatic tank gauging; automatic line leak detectors; liquid fuel sensors installed between the underground storage tanks and secondary containment to monitor for leaks; secondary containment consisting of a fiberglass Poly Tub around each of one 10,000 gallon and one 20,000 gallon single walled tanks; and the incremental difference in cost between the concrete paving covering the underground tanks and pipes and the other paving at the facility calculated using the difference in cost per square foot. | 2019-09-27 | 166050 | 100
22692 | T1 | KING FUELS INC | HARDY SHELL | 743 N SAM HOUSTON PKWY E | HOUSTON | TX | 77060 | HARRIS | CN601443484 | RN102377447 | Overfill alarms; tank top sumps; automatic tank gauging; automatic line leak detectors; liquid fuel sensors installed between the underground storage tanks and secondary containment to monitor for leaks; secondary containment consisting of a fiberglass Poly Tub around one 20,000 gallon single walled tank; and the incremental difference in cost between the concrete paving covering the underground tanks and pipes and the other paving at the facility calculated using the difference in cost per square foot. | The following property is used 100% for pollution control and is installed to meet or exceed federal or state regulations: Overfill alarms; tank top sumps; automatic tank gauging; automatic line leak detectors; liquid fuel sensors installed between the underground storage tanks and secondary containment to monitor for leaks; secondary containment consisting of a fiberglass Poly Tub around one 20,000 gallon single walled tank; and the incremental difference in cost between the concrete paving covering the underground tanks and pipes and the other paving at the facility calculated using the difference in cost per square foot. | 2019-09-24 | 166050 | 100
22693 | T1 | KING FUELS INC | NOORANS DIAMOND | 392 N SAM HOUSTON PKWY E | HOUSTON | TX | 77060 | HARRIS | CN601443484 | RN102846219 | Overfill alarms; tank top sumps; automatic tank gauging; automatic line leak detectors; liquid fuel sensors installed between the underground storage tanks and secondary containment to monitor for leaks; secondary containment consisting of a fiberglass Poly Tub around each of two 20,000 gallon single walled tanks; and the incremental difference in cost between the concrete paving covering the underground tanks and pipes and the other paving at the facility calculated using the difference in cost per square foot. | The following property is used 100% for pollution control and is installed to meet or exceed federal or state regulations: Overfill alarms; tank top sumps; automatic tank gauging; automatic line leak detectors; liquid fuel sensors installed between the underground storage tanks and secondary containment to monitor for leaks; secondary containment consisting of a fiberglass Poly Tub around each of two 20,000 gallon single walled tanks; and the incremental difference in cost between the concrete paving covering the underground tanks and pipes and the other paving at the facility calculated using the difference in cost per square foot. | 2019-09-24 | 166050 | 100
22694 | T1 | KING FUELS INC | EVERYDAY 4 | 40600 HIGHWAY 290 | WALLER | TX | 77484 | WALLER | CN601443484 | RN101887255 | Overfill alarms; tank top sumps; automatic tank gauging; automatic line leak detectors; liquid fuel sensors installed between the underground storage tanks and secondary containment to monitor for leaks; secondary containment consisting of a fiberglass Poly Tub around each of four 12,000 gallon single walled tanks; and the incremental difference in cost between the concrete paving covering the underground tanks and pipes and the other paving at the facility calculated using the difference in cost per square foot. | The following property is used 100% for pollution control and is installed to meet or exceed federal or state regulations: Overfill alarms; tank top sumps; automatic tank gauging; automatic line leak detectors; liquid fuel sensors installed between the underground storage tanks and secondary containment to monitor for leaks; secondary containment consisting of a fiberglass Poly Tub around each of four 12,000 gallon single walled tanks; and the incremental difference in cost between the concrete paving covering the underground tanks and pipes and the other paving at the facility calculated using the difference in cost per square foot. | 2019-09-27 | 196050 | 100
22695 | T1 | KING FUELS INC | OST FOOD MART | 3250 OLD SPANISH TRL | HOUSTON | TX | 77021 | HARRIS | CN601443484 | RN102037124 | Overfill alarms; tank top sumps; automatic tank gauging; automatic line leak detectors; liquid fuel sensors installed between the underground storage tanks and secondary containment to monitor for leaks; secondary containment consisting of a fiberglass Poly Tub around each of two 20,000 gallon single walled tanks; and the incremental difference in cost between the concrete paving covering the underground tanks and pipes and the other paving at the facility calculated using the difference in cost per square foot. | The following property is used 100% for pollution control and is installed to meet or exceed federal or state regulations: Overfill alarms; tank top sumps; automatic tank gauging; automatic line leak detectors; liquid fuel sensors installed between the underground storage tanks and secondary containment to monitor for leaks; secondary containment consisting of a fiberglass Poly Tub around each of two 20,000 gallon single walled tanks; and the incremental difference in cost between the concrete paving covering the underground tanks and pipes and the other paving at the facility calculated using the difference in cost per square foot. | 2019-09-27 | 166050 | 100
22696 | T1 | KING FUELS INC | FUEL EXPRESS | 7555 SCOTT ST | HOUSTON | TX | 77021 | HARRIS | CN601443484 | RN102359627 | Overfill alarms; tank top sumps; automatic tank gauging; automatic line leak detectors; liquid fuel sensors installed between the underground storage tanks and secondary containment to monitor for leaks; secondary containment consisting of a fiberglass Poly Tub around one 20,000 gallon single walled tank; and the incremental difference in cost between the concrete paving covering the underground tanks and pipes and the other paving at the facility calculated using the difference in cost per square foot. | The following property is used 100% for pollution control and is installed to meet or exceed federal or state regulations: Overfill alarms; tank top sumps; automatic tank gauging; automatic line leak detectors; liquid fuel sensors installed between the underground storage tanks and secondary containment to monitor for leaks; secondary containment consisting of a fiberglass Poly Tub around one 20,000 gallon single walled tank; and the incremental difference in cost between the concrete paving covering the underground tanks and pipes and the other paving at the facility calculated using the difference in cost per square foot. | 2019-09-24 | 133025 | 100
22697 | T1 | ALLSUP PETROLEUM INC | ALLSUPS 192 | 600 W LONE STAR | SILVERTON | TX | 79257 | BRISCOE | CN601099260 | RN102059987 | Overfill alarms; tank top sumps; automatic tank gauging probes and control console monitors; secondary containment monitoring equipment to monitor interstitial space in double-walled tanks or double-walled pipes for leaks; automatic line leak detectors; the incremental difference in cost between two 12,000 gallon and two 20,000 gallon double-walled tanks and comparable single-walled tanks; and the incremental difference in cost between double-walled pipes and single-walled pipes. | The following property is used 100% for pollution control and is installed to meet or exceed federal or state regulations: Overfill alarms; tank top sumps; automatic tank gauging probes and control console monitors; secondary containment monitoring equipment to monitor interstitial space in double-walled tanks or double-walled pipes for leaks; automatic line leak detectors; the incremental difference in cost between two 12,000 gallon and two 20,000 gallon double-walled tanks and comparable single-walled tanks; and the incremental difference in cost between double-walled pipes and single-walled pipes. | 2019-09-25 | 255122.14 | 100
22698 | T1 | ALLSUP PETROLEUM INC | ALLSUPS 96 | 309 N HOBART ST | PAMPA | TX | 79065 | GRAY | CN601099260 | RN102064045 | Overfill alarms; tank top sumps; automatic tank gauging probes and control console monitors; secondary containment monitoring equipment to monitor interstitial space in double-walled tanks or double-walled pipes for leaks; automatic line leak detectors; the incremental difference in cost between two 12,000 gallon and one 20,000 gallon double-walled tanks and comparable single-walled tanks; and the incremental difference in cost between double-walled pipes and single-walled pipes. | The following property is used 100% for pollution control and is installed to meet or exceed federal or state regulations: Overfill alarms; tank top sumps; automatic tank gauging probes and control console monitors; secondary containment monitoring equipment to monitor interstitial space in double-walled tanks or double-walled pipes for leaks; automatic line leak detectors; the incremental difference in cost between two 12,000 gallon and one 20,000 gallon double-walled tanks and comparable single-walled tanks; and the incremental difference in cost between double-walled pipes and single-walled pipes. | 2019-09-25 | 174015.76 | 100
22699 | T1 | ALLSUP PETROLEUM INC | ALLSUPS 75 | 500 E COMMERCE ST | CROWELL | TX | 79227 | FOARD | CN601099260 | RN102059946 | Overfill alarms; tank top sumps; automatic tank gauging probes and control console monitors; secondary containment monitoring equipment to monitor interstitial space in double-walled tanks or double-walled pipes for leaks; automatic line leak detectors; the incremental difference in cost between two 12,000 gallon and two 25,000 gallon double-walled tanks and comparable single-walled tanks; and the incremental difference in cost between double-walled pipes and single-walled pipes. | The following property is used 100% for pollution control and is installed to meet or exceed federal or state regulations: Overfill alarms; tank top sumps; automatic tank gauging probes and control console monitors; secondary containment monitoring equipment to monitor interstitial space in double-walled tanks or double-walled pipes for leaks; automatic line leak detectors; the incremental difference in cost between two 12,000 gallon and two 25,000 gallon double-walled tanks and comparable single-walled tanks; and the incremental difference in cost between double-walled pipes and single-walled pipes. | 2019-09-25 | 283896.07 | 100
22700 | T1 | ALLSUP PETROLEUM INC | ALLSUPS 169 | 14753 US HIGHWAY 287 | CHILLICOTHE | TX | 79225 | HARDEMAN | CN601099260 | RN102005204 | Overfill alarms; tank top sumps; automatic tank gauging probes and control console monitors; secondary containment monitoring equipment to monitor interstitial space in double-walled tanks or double-walled pipes for leaks; automatic line leak detectors; the incremental difference in cost between two 12,000 gallon and two 25,000 gallon double-walled tanks and comparable single-walled tanks; and the incremental difference in cost between double-walled pipes and single-walled pipes. | The following property is used 100% for pollution control and is installed to meet or exceed federal or state regulations: Overfill alarms; tank top sumps; automatic tank gauging probes and control console monitors; secondary containment monitoring equipment to monitor interstitial space in double-walled tanks or double-walled pipes for leaks; automatic line leak detectors; the incremental difference in cost between two 12,000 gallon and two 25,000 gallon double-walled tanks and comparable single-walled tanks; and the incremental difference in cost between double-walled pipes and single-walled pipes. | 2019-09-25 | 283896.07 | 100
22701 | T1 | ALLSUP PETROLEUM INC | ALLSUPS 367 | 501 N COLUMBIA ST | PLAINVIEW | TX | 79072 | HALE | CN601099260 | RN101879625 | Overfill alarms; tank top sumps; automatic tank gauging probes and control console monitors; secondary containment monitoring equipment to monitor interstitial space in double-walled tanks or double-walled pipes for leaks; automatic line leak detectors; the incremental difference in cost between one 12,000 gallon, one 15,000 gallon and two 25,000 gallon double-walled tanks and comparable single-walled tanks; and the incremental difference in cost between double-walled pipes and single-walled pipes. | The following property is used 100% for pollution control and is installed to meet or exceed federal or state regulations: Overfill alarms; tank top sumps; automatic tank gauging probes and control console monitors; secondary containment monitoring equipment to monitor interstitial space in double-walled tanks or double-walled pipes for leaks; automatic line leak detectors; the incremental difference in cost between one 12,000 gallon, one 15,000 gallon and two 25,000 gallon double-walled tanks and comparable single-walled tanks; and the incremental difference in cost between double-walled pipes and single-walled pipes. | 2019-09-25 | 292127.43 | 100
22702 | T1 | WPX ENERGY PERMIAN LLC | ABERNATHY SWD | Latitude = 31.95388, Longitude = -103.88635 | Loving County | TX | 79754 | LOVING | CN603206582 | RN109789305 | 12.641 miles of 4-inch to 12-inch diameter piping including valves and connectors that connects saltwater disposal wells Abernathy 20-1, 20-2, 20-3, and 20-4. | The following property is used 100% for pollution control and is installed to meet or exceed federal or state regulations: 12.641 miles of 4-inch to 12-inch diameter piping including valves and connectors that connects saltwater disposal wells Abernathy 20-1, 20-2, 20-3, and 20-4. | 2019-12-17 | 49957.45 | 100
22703 | T1 | WPX ENERGY PERMIAN LLC | ABERNATHY 20-1 SWD | Latitude = 31.95388, Longitude = -103.88635 | Loving County | TX | 79754 | LOVING | CN603206582 | RN110858016 | Saltwater disposal injection wells consisting of five 750-barrel gun barrel separators, 13 500-barrel water tanks, two split case injection pumps, two 1,500-horsepower injection pump motors, four centrifugal charge pumps, four 7.5-horsepower charge pump motors, one centrifugal transfer pump, one 200-horsepower transfer pump motor, wellhead, well casing, tubing, meters, valves, and piping. | The following property is used 100% for pollution control and is installed to meet or exceed federal or state regulations: Saltwater disposal injection wells consisting of five 750-barrel gun barrel separators, 13 500-barrel water tanks, two split case injection pumps, two 1,500-horsepower injection pump motors, four centrifugal charge pumps, four 7.5-horsepower charge pump motors, one centrifugal transfer pump, one 200-horsepower transfer pump motor, wellhead, well casing, tubing, meters, valves, and piping. | 2019-12-17 | 1140303.55 | 100
22704 | T1 | WPX ENERGY PERMIAN LLC | ABERNATHY 20-2 SWD | Latitude = 31.95458, Longitude = -103.87322 | Loving County | TX | 79754 | LOVING | CN603206582 | RN110858081 | Saltwater disposal injection wells consisting of five 750-barrel gun barrel separators, 13 500-barrel water tanks, two split case injection pumps, two 1,500-horsepower injection pump motors, four centrifugal charge pumps, four 7.5-horsepower charge pump motors, one centrifugal transfer pump, one 200-horsepower transfer pump motor, wellhead, well casing, tubing, meters, valves, and piping. | The following property is used 100% for pollution control and is installed to meet or exceed federal or state regulations: Saltwater disposal injection wells consisting of five 750-barrel gun barrel separators, 13 500-barrel water tanks, two split case injection pumps, two 1,500-horsepower injection pump motors, four centrifugal charge pumps, four 7.5-horsepower charge pump motors, one centrifugal transfer pump, one 200-horsepower transfer pump motor, wellhead, well casing, tubing, meters, valves, and piping. | 2019-12-17 | 2088567.41 | 100
22705 | T1 | WPX ENERGY PERMIAN LLC | ABERNATHY 20-3 SWD | Latitude = 31.56371, Longitude = -103.52257 | Loving County | TX | 79754 | LOVING | CN603206582 | RN110858123 | Saltwater disposal injection wells consisting of five 750-barrel gun barrel separators, 13 500-barrel water tanks, two split case injection pumps, two 1,500-horsepower injection pump motors, four centrifugal charge pumps, four 7.5-horsepower charge pump motors, one centrifugal transfer pump, one 200-horsepower transfer pump motor, wellhead, well casing, tubing, meters, valves, and piping. | The following property is used 100% for pollution control and is installed to meet or exceed federal or state regulations: Saltwater disposal injection wells consisting of five 750-barrel gun barrel separators, 13 500-barrel water tanks, two split case injection pumps, two 1,500-horsepower injection pump motors, four centrifugal charge pumps, four 7.5-horsepower charge pump motors, one centrifugal transfer pump, one 200-horsepower transfer pump motor, wellhead, well casing, tubing, meters, valves, and piping. | 2019-12-17 | 2014073.99 | 100
22706 | T1 | WPX ENERGY PERMIAN LLC | ABERNATHY 20-4 SWD | Latitude = 31.94298, Longitude = -103.88753 | Loving County | TX | 79754 | LOVING | CN603206582 | RN110858156 | Saltwater disposal injection wells consisting of five 750-barrel gun barrel separators, 13 500-barrel water tanks, two split case injection pumps, two 1,500-horsepower injection pump motors, four centrifugal charge pumps, four 7.5-horsepower charge pump motors, one centrifugal transfer pump, one 200-horsepower transfer pump motor, wellhead, well casing, tubing, meters, valves, and piping. | The following property is used 100% for pollution control and is installed to meet or exceed federal or state regulations: Saltwater disposal injection wells consisting of five 750-barrel gun barrel separators, 13 500-barrel water tanks, two split case injection pumps, two 1,500-horsepower injection pump motors, four centrifugal charge pumps, four 7.5-horsepower charge pump motors, one centrifugal transfer pump, one 200-horsepower transfer pump motor, wellhead, well casing, tubing, meters, valves, and piping. | 2019-12-17 | 1852243.04 | 100
22707 | T1 | WPX ENERGY PERMIAN LLC | STATELINE 3035 2-1 SWD | Latitude = 31.99888, Longitude = -103.83523 | Loving County | TX | 79754 | LOVING | CN603206582 | RN110858172 | Saltwater disposal injection wells consisting of two 750-barrel gun barrel separators, 17 500-barrel water tanks, 12 quinteplex (PD) injection pumps, 12 300-horsepower injection pump motors, 12 centrifugal charge pumps, 12 7.5-horsepower charge pump motors, one centrifugal transfer pump, one 200-horsepower transfer pump motor, wellhead, well casing, tubing, meters, valves, and piping. | The following property is used 100% for pollution control and is installed to meet or exceed federal or state regulations: Saltwater disposal injection wells consisting of two 750-barrel gun barrel separators, 17 500-barrel water tanks, 12 quinteplex (PD) injection pumps, 12 300-horsepower injection pump motors, 12 centrifugal charge pumps, 12 7.5-horsepower charge pump motors, one centrifugal transfer pump, one 200-horsepower transfer pump motor, wellhead, well casing, tubing, meters, valves, and piping. | 2019-12-17 | 1909107.06 | 100
22708 | T1 | WPX ENERGY PERMIAN LLC | STATELINE 3035 2-2 SWD | Latitude = 31.99875, Longitude = -103.82105 | Loving County | TX |  | LOVING | CN603206582 | RN110858313 | Saltwater disposal injection wells consisting of two 750-barrel gun barrel separators, 17 500-barrel water tanks, 12 quinteplex (PD) injection pumps, 12 300-horsepower injection pump motors, 12 centrifugal charge pumps, 12 7.5-horsepower charge pump motors, one centrifugal transfer pump, one 200-horsepower transfer pump motor, wellhead, well casing, tubing, meters, valves, and piping. | The following property is used 100% for pollution control and is installed to meet or exceed federal or state regulations: Saltwater disposal injection wells consisting of two 750-barrel gun barrel separators, 17 500-barrel water tanks, 12 quinteplex (PD) injection pumps, 12 300-horsepower injection pump motors, 12 centrifugal charge pumps, 12 7.5-horsepower charge pump motors, one centrifugal transfer pump, one 200-horsepower transfer pump motor, wellhead, well casing, tubing, meters, valves, and piping. | 2019-12-17 | 1900647.51 | 100
22709 | T1 | WPX ENERGY PERMIAN LLC | STATELINE 3035 2-3 SWD | Latitude = 31.9868, Longitude = -103.835938 | Loving County | TX | 79754 | LOVING | CN603206582 | RN110858388 | Saltwater disposal injection wells consisting of two 750-barrel gun barrel separators, 17 500-barrel water tanks, 12 quinteplex (PD) injection pumps, 12 300-horsepower injection pump motors, 12 centrifugal charge pumps, 12 7.5-horsepower charge pump motors, one centrifugal transfer pump, one 200-horsepower transfer pump motor, wellhead, well casing, tubing, meters, valves, and piping. | The following property is used 100% for pollution control and is installed to meet or exceed federal or state regulations: Saltwater disposal injection wells consisting of two 750-barrel gun barrel separators, 17 500-barrel water tanks, 12 quinteplex (PD) injection pumps, 12 300-horsepower injection pump motors, 12 centrifugal charge pumps, 12 7.5-horsepower charge pump motors, one centrifugal transfer pump, one 200-horsepower transfer pump motor, wellhead, well casing, tubing, meters, valves, and piping. | 2019-12-17 | 1706122.18 | 100
22710 | T1 | WPX ENERGY PERMIAN LLC | STATELINE 3035 2-4 SWD | Latitude = 31.59128, Longitude = -103.49182 | Loving County | TX | 79754 | LOVING | CN603206582 | RN110858404 | Saltwater disposal injection wells consisting of two 750-barrel gun barrel separators, 17 500-barrel water tanks, 12 quinteplex (PD) injection pumps, 12 300-horsepower injection pump motors, 12 centrifugal charge pumps, 12 7.5-horsepower charge pump motors, one centrifugal transfer pump, one 200-horsepower transfer pump motor, wellhead, well casing, tubing, meters, valves, and piping. | The following property is used 100% for pollution control and is installed to meet or exceed federal or state regulations: Saltwater disposal injection wells consisting of two 750-barrel gun barrel separators, 17 500-barrel water tanks, 12 quinteplex (PD) injection pumps, 12 300-horsepower injection pump motors, 12 centrifugal charge pumps, 12 7.5-horsepower charge pump motors, one centrifugal transfer pump, one 200-horsepower transfer pump motor, wellhead, well casing, tubing, meters, valves, and piping. | 2019-12-17 | 1765324.3 | 100
22711 | T1 | WPX ENERGY PERMIAN LLC | STATELINE 3035 TX SWD PIPELINES | PIPELINES IN LOVING COUNTY TRANSPORTING SALTWATER FOR DISPOSAL | Loving County | TX | 79754 | LOVING | CN603206582 | RN110858438 | 80.2 miles of 4-inch to 18-inch diameter piping that connects saltwater disposal wells. | The following property is used 100% for pollution control and is installed to meet or exceed federal or state regulations: 80.2 miles of 4-inch to 18-inch diameter piping that connects saltwater disposal wells. | 2019-12-17 | 20616811.08 | 100
22712 | T1 | ROYAL PLUM PROPERTIES INC | FOOD BOX | 13303 ANDERSON MILL RD | CEDAR PARK | TX | 78613 | TRAVIS | CN605206531 | RN108323700 | Overfill alarms; tank top sumps; automatic tank gauging; automatic line leak detectors; liquid fuel sensors installed between the double walls of tanks and pipes to monitor for leaks; the incremental difference in cost between one 25,000 gallon double-walled tank and a comparable single-walled tank; the incremental difference in cost between double-walled piping and single-walled piping; and the incremental difference in cost between the concrete paving covering the underground tanks and pipes and the other paving at the facility calculated using the difference in cost per square foot. | The following property is used 100% for pollution control and is installed to meet or exceed federal or state regulations: Overfill alarms; tank top sumps; automatic tank gauging; automatic line leak detectors; liquid fuel sensors installed between the double walls of tanks and pipes to monitor for leaks; the incremental difference in cost between one 25,000 gallon double-walled tank and a comparable single-walled tank; the incremental difference in cost between double-walled piping and single-walled piping; and the incremental difference in cost between the concrete paving covering the underground tanks and pipes and the other paving at the facility calculated using the difference in cost per square foot. | 2019-10-03 | 249462 | 100
22713 | T1 | KING FUELS INC | KING MART 1 | 5800 ALMEDA RD | HOUSTON | TX | 77004 | HARRIS | CN601443484 | RN102220167 | Overfill alarms; tank top sumps; automatic tank gauging; automatic line leak detectors; liquid fuel sensors installed between the underground storage tanks and secondary containment to monitor for leaks; secondary containment consisting of a fiberglass Poly Tub around one 30,000 gallon single walled tank; and the incremental difference in cost between the concrete paving covering the underground tanks and pipes and the other paving at the facility calculated using the difference in cost per square foot. | The following property is used 100% for pollution control and is installed to meet or exceed federal or state regulations: Overfill alarms; tank top sumps; automatic tank gauging; automatic line leak detectors; liquid fuel sensors installed between the underground storage tanks and secondary containment to monitor for leaks; secondary containment consisting of a fiberglass Poly Tub around one 30,000 gallon single walled tank; and the incremental difference in cost between the concrete paving covering the underground tanks and pipes and the other paving at the facility calculated using the difference in cost per square foot. | 2019-10-03 | 133025 | 100
22714 | T1 | KING FUELS INC | KING FUELS FOOD STORE 4 | 3803 SAN JACINTO ST | HOUSTON | TX | 77004 | HARRIS | CN601443484 | RN101747160 | Overfill alarms; tank top sumps; automatic tank gauging; automatic line leak detectors; liquid fuel sensors installed between the underground storage tanks and secondary containment to monitor for leaks; secondary containment consisting of a fiberglass Poly Tub around one 20,000 gallon single walled tank; and the incremental difference in cost between the concrete paving covering the underground tanks and pipes and the other paving at the facility calculated using the difference in cost per square foot. | The following property is used 100% for pollution control and is installed to meet or exceed federal or state regulations: Overfill alarms; tank top sumps; automatic tank gauging; automatic line leak detectors; liquid fuel sensors installed between the underground storage tanks and secondary containment to monitor for leaks; secondary containment consisting of a fiberglass Poly Tub around one 20,000 gallon single walled tank; and the incremental difference in cost between the concrete paving covering the underground tanks and pipes and the other paving at the facility calculated using the difference in cost per square foot. | 2019-10-03 | 133025 | 100
22715 | T1 | KING FUELS INC | SHOP N GO 9 | 1999 FM 1960 RD W | HOUSTON | TX | 77090 | HARRIS | CN601443484 | RN101433993 | Overfill alarms; tank top sumps; automatic tank gauging; automatic line leak detectors; liquid fuel sensors installed between the underground storage tanks and secondary containment to monitor for leaks; secondary containment consisting of a fiberglass Poly Tub around each of three 10,000 gallon single walled tank; and the incremental difference in cost between the concrete paving covering the underground tanks and pipes and the other paving at the facility calculated using the difference in cost per square foot. | The following property is used 100% for pollution control and is installed to meet or exceed federal or state regulations: Overfill alarms; tank top sumps; automatic tank gauging; automatic line leak detectors; liquid fuel sensors installed between the underground storage tanks and secondary containment to monitor for leaks; secondary containment consisting of a fiberglass Poly Tub around each of three 10,000 gallon single walled tank; and the incremental difference in cost between the concrete paving covering the underground tanks and pipes and the other paving at the facility calculated using the difference in cost per square foot. | 2019-10-03 | 202950 | 100
22716 | T1 | KING FUELS INC | PIN OAK SHELL | 1350 PIN OAK RD | KATY | TX | 77494 | FORT BEND | CN601443484 | RN101880078 | Overfill alarms; tank top sumps; automatic tank gauging; automatic line leak detectors; liquid fuel sensors installed between the underground storage tanks and secondary containment to monitor for leaks; secondary containment consisting of a fiberglass Poly Tub around each of three 12,000 gallon single walled tank; and the incremental difference in cost between the concrete paving covering the underground tanks and pipes and the other paving at the facility calculated using the difference in cost per square foot. | The following property is used 100% for pollution control and is installed to meet or exceed federal or state regulations: Overfill alarms; tank top sumps; automatic tank gauging; automatic line leak detectors; liquid fuel sensors installed between the underground storage tanks and secondary containment to monitor for leaks; secondary containment consisting of a fiberglass Poly Tub around each of three 12,000 gallon single walled tank; and the incremental difference in cost between the concrete paving covering the underground tanks and pipes and the other paving at the facility calculated using the difference in cost per square foot. | 2019-10-03 | 202950 | 100
22717 | T1 | KING FUELS INC | MR GS | 32015 STATE HIGHWAY 249 | PINEHURST | TX | 77362 | MONTGOMERY | CN601443484 | RN102269461 | Overfill alarms; tank top sumps; automatic tank gauging; automatic line leak detectors; liquid fuel sensors installed between the underground storage tanks and secondary containment to monitor for leaks; secondary containment consisting of a fiberglass Poly Tub around each of one 6,000, one 8,000, and two 12,000 gallon single walled tank; and the incremental difference in cost between the concrete paving covering the underground tanks and pipes and the other paving at the facility calculated using the difference in cost per square foot. | The following property is used 100% for pollution control and is installed to meet or exceed federal or state regulations: Overfill alarms; tank top sumps; automatic tank gauging; automatic line leak detectors; liquid fuel sensors installed between the underground storage tanks and secondary containment to monitor for leaks; secondary containment consisting of a fiberglass Poly Tub around each of one 6,000, one 8,000, and two 12,000 gallon single walled tank; and the incremental difference in cost between the concrete paving covering the underground tanks and pipes and the other paving at the facility calculated using the difference in cost per square foot. | 2019-10-03 | 231100 | 100
22718 | T1 | KING FUELS INC | SHELDON FOOD STORE | 411 SHELDON RD | CHANNELVIEW | TX | 77530 | HARRIS | CN601443484 | RN100563212 | Overfill alarms; tank top sumps; automatic tank gauging; automatic line leak detectors; liquid fuel sensors installed between the underground storage tanks and secondary containment to monitor for leaks; secondary containment consisting of a fiberglass Poly Tub around one 30,000 gallon single walled tank; and the incremental difference in cost between the concrete paving covering the underground tanks and pipes and the other paving at the facility calculated using the difference in cost per square foot. | The following property is used 100% for pollution control and is installed to meet or exceed federal or state regulations: Overfill alarms; tank top sumps; automatic tank gauging; automatic line leak detectors; liquid fuel sensors installed between the underground storage tanks and secondary containment to monitor for leaks; secondary containment consisting of a fiberglass Poly Tub around one 30,000 gallon single walled tank; and the incremental difference in cost between the concrete paving covering the underground tanks and pipes and the other paving at the facility calculated using the difference in cost per square foot. | 2019-10-03 | 133025 | 100
22719 | T1 | WPX ENERGY PERMIAN LLC | CIRCE STATE SWD 1 | Latitude = 31.575181, Longitude = -103.691873 | Reeves County | TX | 79772 | REEVES | CN603206582 | RN110861689 | Saltwater disposal injection well consisting of one 750-barrel gun barrel separator, one 750-barrel water tank, two 500-horsepower injection pump motors, two centrifugal charge pumps, two 60-horsepower charge pump motors, wellhead, well casing, tubing, meters, valves, and piping. | The following property is used 100% for pollution control and is installed to meet or exceed federal or state regulations: Saltwater disposal injection well consisting of one 750-barrel gun barrel separator, one 750-barrel water tank, two 500-horsepower injection pump motors, two centrifugal charge pumps, two 60-horsepower charge pump motors, wellhead, well casing, tubing, meters, valves, and piping. | 2020-01-06 | 3331747.75 | 100
22720 | T1 | WPX ENERGY PERMIAN LLC | DAMSITE UNIT 1 SWD | Latitude = 31.982021, Longitude = -103.858829 | Loving County | TX | 79754 | LOVING | CN603206582 | RN109682302 | Saltwater disposal injection well consisting of one 750-barrel gun barrel separator, 10 500-barrel water tanks, four quinteplex (PD) injection pumps, four 300-horsepower injection pump motors, one centrifugal charge pump, one 10-horsepower charge pump motor, wellhead, well casing, tubing, meters, valves, and piping. | The following property is used 100% for pollution control and is installed to meet or exceed federal or state regulations: Saltwater disposal injection well consisting of one 750-barrel gun barrel separator, 10 500-barrel water tanks, four quinteplex (PD) injection pumps, four 300-horsepower injection pump motors, one centrifugal charge pump, one 10-horsepower charge pump motor, wellhead, well casing, tubing, meters, valves, and piping. | 2020-01-06 | 3483238 | 100
22721 | T1 | WPX ENERGY PERMIAN LLC | RED BLUFF DEEP 1 SWD | Latitude = 31.981939, Longitude = -103.893222 | Loving County | TX | 79754 | LOVING | CN603206582 | RN109645689 | Saltwater disposal injection well consisting of one 750-barrel gun barrel separator, 10 500-barrel water tanks, four quinteplex (PD) injection pumps, four 300-horsepower injection pump motors, four centrifugal charge pumps, four 7.5-horsepower charge pump motors, wellhead, well casing, tubing, meters, valves, and piping. | The following property is used 100% for pollution control and is installed to meet or exceed federal or state regulations: Saltwater disposal injection well consisting of one 750-barrel gun barrel separator, 10 500-barrel water tanks, four quinteplex (PD) injection pumps, four 300-horsepower injection pump motors, four centrifugal charge pumps, four 7.5-horsepower charge pump motors, wellhead, well casing, tubing, meters, valves, and piping. | 2020-01-06 | 3930191.81 | 100
22722 | T1 | WPX ENERGY PERMIAN LLC | RED BLUFF 8-1 SWD | Latitude = 31.982437, Longitude = -103.884698 | Loving County | TX | 79754 | LOVING | CN603206582 | RN109789339 | Saltwater disposal injection well consisting of two 750-barrel gun barrel separators, 10 500-barrel water tanks, four quinteplex (PD) injection pumps, four 300-horsepower injection pump motors, two centrifugal charge pumps, two 10-horsepower charge pump motors, wellhead, well casing, tubing, meters, valves, and piping. | The following property is used 100% for pollution control and is installed to meet or exceed federal or state regulations: Saltwater disposal injection well consisting of two 750-barrel gun barrel separators, 10 500-barrel water tanks, four quinteplex (PD) injection pumps, four 300-horsepower injection pump motors, two centrifugal charge pumps, two 10-horsepower charge pump motors, wellhead, well casing, tubing, meters, valves, and piping. | 2020-01-06 | 2493073 | 100
22723 | T1 | WPX ENERGY PERMIAN LLC | RED BLUFF 8-2 SWD | Latitude = 31.97463, Longitude = -103.8762 | Loving County | TX | 79754 | LOVING | CN603206582 | RN109789321 | Saltwater disposal injection well consisting of one 750-barrel gun barrel separator, 10 500-barrel water tanks, four quinteplex (PD) injection pumps, four 300-horsepower injection pump motors, four centrifugal charge pumps, four 10-horsepower charge pump motors, wellhead, well casing, tubing, meters, valves, and piping. | The following property is used 100% for pollution control and is installed to meet or exceed federal or state regulations: Saltwater disposal injection well consisting of one 750-barrel gun barrel separator, 10 500-barrel water tanks, four quinteplex (PD) injection pumps, four 300-horsepower injection pump motors, four centrifugal charge pumps, four 10-horsepower charge pump motors, wellhead, well casing, tubing, meters, valves, and piping. | 2020-01-06 | 2294957 | 100
22724 | T1 | WPX ENERGY PERMIAN LLC | UNIVERSITY 40-20 1 SWD FACILITY | Latitude = 31.660365, Longitude = -103.317505 | Winkler County | TX | 79745 | WINKLER | CN603206582 | RN109924886 | Saltwater disposal injection well consisting of two 750-barrel gun barrel separators, eight 500-barrel water tanks, two quinteplex (PD) injection pumps, two 300-horsepower injection pump motors, one centrifugal charge pump, one 7.5-horsepower charge pump motor, one 200-horsepower transfer pump motor, wellhead, well casing, tubing, meters, valves, and piping. | The following property is used 100% for pollution control and is installed to meet or exceed federal or state regulations: Saltwater disposal injection well consisting of two 750-barrel gun barrel separators, eight 500-barrel water tanks, two quinteplex (PD) injection pumps, two 300-horsepower injection pump motors, one centrifugal charge pump, one 7.5-horsepower charge pump motor, one 200-horsepower transfer pump motor, wellhead, well casing, tubing, meters, valves, and piping. | 2020-01-06 | 2563572.15 | 100
22725 | T1 | WPX ENERGY PERMIAN LLC | WILE E COYOTE ST SWD 3 | Latitude = 31.712028, Longitude = -103.765492 | Reeves County | TX | 79754 | REEVES | CN603206582 | RN110863065 | Saltwater disposal injection well consisting of five 750-barrel water tanks, two 500-horsepower injection pump motors, two centrifugal charge pumps, two 60-horsepower charge pump motors, wellhead, well casing, tubing, meters, valves, and piping. | The following property is used 100% for pollution control and is installed to meet or exceed federal or state regulations: Saltwater disposal injection well consisting of five 750-barrel water tanks, two 500-horsepower injection pump motors, two centrifugal charge pumps, two 60-horsepower charge pump motors, wellhead, well casing, tubing, meters, valves, and piping. | 2020-01-06 | 2726630.4 | 100
22726 | T1 | TOP FAMILY LLC | SETTLERS EXPRESS | 4450 E OLD SETTLERS BLVD STE 100 | ROUND ROCK | TX | 78665 | WILLIAMSON | CN604160812 | RN106548282 | Overfill alarms; tank top sumps; automatic tank gauging; automatic line leak detectors; liquid fuel sensors installed between the double walls of tanks and pipes to monitor for leaks; the incremental difference in cost between one 24,000 gallon double-walled tank and a comparable single-walled tank; the incremental difference in cost between double-walled piping and single-walled piping; and the incremental difference in cost between the concrete paving covering the underground tanks and pipes and the other paving at the facility calculated using the difference in cost per square foot. | The following property is used 100% for pollution control and is installed to meet or exceed federal or state regulations: Overfill alarms; tank top sumps; automatic tank gauging; automatic line leak detectors; liquid fuel sensors installed between the double walls of tanks and pipes to monitor for leaks; the incremental difference in cost between one 24,000 gallon double-walled tank and a comparable single-walled tank; the incremental difference in cost between double-walled piping and single-walled piping; and the incremental difference in cost between the concrete paving covering the underground tanks and pipes and the other paving at the facility calculated using the difference in cost per square foot. | 2019-10-03 | 201462 | 100
22727 | T1 | SAP BIZ INVESTMENT LLC | FOOD BOX | 115 WONDER WORLD DR | SAN MARCOS | TX | 78666 | HAYS | CN604393306 | RN106538614 | Overfill alarms; tank top sumps; automatic tank gauging; automatic line leak detectors; liquid fuel sensors installed between the double walls of tanks and pipes to monitor for leaks; the incremental difference in cost between one 24,000 gallon double-walled tank and a comparable single-walled tank; the incremental difference in cost between double-walled piping and single-walled piping; and the incremental difference in cost between the concrete paving covering the underground tanks and pipes and the other paving at the facility calculated using the difference in cost per square foot. | The following property is used 100% for pollution control and is installed to meet or exceed federal or state regulations: Overfill alarms; tank top sumps; automatic tank gauging; automatic line leak detectors; liquid fuel sensors installed between the double walls of tanks and pipes to monitor for leaks; the incremental difference in cost between one 24,000 gallon double-walled tank and a comparable single-walled tank; the incremental difference in cost between double-walled piping and single-walled piping; and the incremental difference in cost between the concrete paving covering the underground tanks and pipes and the other paving at the facility calculated using the difference in cost per square foot. | 2019-10-04 | 199462 | 100
22728 | T1 | PLUM BIZ INVESTMENT INC | FOOD BOX | 4640 S FM 1626 | KYLE | TX | 78640 | HAYS | CN605206432 | RN108323502 | Overfill alarms; tank top sumps; automatic tank gauging; automatic line leak detectors; liquid fuel sensors installed between the double walls of tanks and pipes to monitor for leaks; the incremental difference in cost between one 28,000 gallon double-walled tank and a comparable single-walled tank; the incremental difference in cost between double-walled piping and single-walled piping; and the incremental difference in cost between the concrete paving covering the underground tanks and pipes and the other paving at the facility calculated using the difference in cost per square foot. | The following property is used 100% for pollution control and is installed to meet or exceed federal or state regulations: Overfill alarms; tank top sumps; automatic tank gauging; automatic line leak detectors; liquid fuel sensors installed between the double walls of tanks and pipes to monitor for leaks; the incremental difference in cost between one 24,000 gallon double-walled tank and a comparable single-walled tank; the incremental difference in cost between double-walled piping and single-walled piping; and the incremental difference in cost between the concrete paving covering the underground tanks and pipes and the other paving at the facility calculated using the difference in cost per square foot. | 2019-10-04 | 258824 | 100
22729 | T1 | TOP FAMILY LLC | FOODBOX 4 | 100 TRADESMENS PARK DR | HUTTO | TX | 78634 | WILLIAMSON | CN604160812 | RN109962597 | Overfill alarms; tank top sumps; automatic tank gauging; automatic line leak detectors; liquid fuel sensors installed between the double walls of tanks and pipes to monitor for leaks; the incremental difference in cost between two 20,000 gallon double-walled tanks and comparable single-walled tanks; the incremental difference in cost between double-walled piping and single-walled piping; and the incremental difference in cost between the concrete paving covering the underground tanks and pipes and the other paving at the facility calculated using the difference in cost per square foot. | The following property is used 100% for pollution control and is installed to meet or exceed federal or state regulations: Overfill alarms; tank top sumps; automatic tank gauging; automatic line leak detectors; liquid fuel sensors installed between the double walls of tanks and pipes to monitor for leaks; the incremental difference in cost between two 20,000 gallon double-walled tanks and comparable single-walled tanks; the incremental difference in cost between double-walled piping and single-walled piping; and the incremental difference in cost between the concrete paving covering the underground tanks and pipes and the other paving at the facility calculated using the difference in cost per square foot. | 2019-10-04 | 331798 | 100
22730 | T1 | L & N GROUP INC | Q-WAY MART | 404 REBEL RD | KYLE | TX | 78640 | TRAVIS | CN603710997 | RN105973374 | Overfill alarms; tank top sumps; automatic tank gauging; automatic line leak detectors; liquid fuel sensors installed between the double walls of tanks and pipes to monitor for leaks; the incremental difference in cost between one 28,000 gallon double-walled tank and a comparable single-walled tank; the incremental difference in cost between double-walled piping and single-walled piping; and the incremental difference in cost between the concrete paving covering the underground tanks and pipes and the other paving at the facility calculated using the difference in cost per square foot. | The following property is used 100% for pollution control and is installed to meet or exceed federal or state regulations: Overfill alarms; tank top sumps; automatic tank gauging; automatic line leak detectors; liquid fuel sensors installed between the double walls of tanks and pipes to monitor for leaks; the incremental difference in cost between one 28,000 gallon double-walled tank and a comparable single-walled tank; the incremental difference in cost between double-walled piping and single-walled piping; and the incremental difference in cost between the concrete paving covering the underground tanks and pipes and the other paving at the facility calculated using the difference in cost per square foot. | 2019-10-03 | 226462 | 100
22731 | T1 | JIMMY & NASH ENTERPRISE LLC | APPLE MART | 2101 WICKERSHAM LN | AUSTIN | TX | 78741 | TRAVIS | CN604380428 | RN106583073 | Overfill alarms; tank top sumps; automatic tank gauging; automatic line leak detectors; liquid fuel sensors installed between the double walls of tanks and pipes to monitor for leaks; the incremental difference in cost between one 24,000 gallon double-walled tank and a comparable single-walled tank; the incremental difference in cost between double-walled piping and single-walled piping; and the incremental difference in cost between the concrete paving covering the underground tanks and pipes and the other paving at the facility calculated using the difference in cost per square foot. | The following property is used 100% for pollution control and is installed to meet or exceed federal or state regulations: Overfill alarms; tank top sumps; automatic tank gauging; automatic line leak detectors; liquid fuel sensors installed between the double walls of tanks and pipes to monitor for leaks; the incremental difference in cost between one 24,000 gallon double-walled tank and a comparable single-walled tank; the incremental difference in cost between double-walled piping and single-walled piping; and the incremental difference in cost between the concrete paving covering the underground tanks and pipes and the other paving at the facility calculated using the difference in cost per square foot. | 2019-10-03 | 226462 | 100
22732 | T1 | HALLIBURTON ENERGY SERVICES INC | ELMENDORF SAND PLANT | 16456 OLD CORPUS CHRISTI HWY | ELMENDORF | TX | 78112 | BEXAR | CN601551203 | RN107814527 | Dust collection system including dust collector (Schenck Process model MFC 144MCF494-390), dust collectors C1 and C2 (Donaldson models CPV-6), dust collectors C3, C4, C5 and C6 (Donaldson models CPV-3), Paragon loading spout filter system, enclosures on the conveyance system, and associated ducts. | The following property is used 100% for pollution control and is installed to meet or exceed federal or state regulations: Dust collection system including dust collector (Schenck Process model MFC 144MCF494-390), dust collectors C1 and C2 (Donaldson models CPV-6), dust collectors C3, C4, C5 and C6 (Donaldson models CPV-3), Paragon loading spout filter system, enclosures on the conveyance system, and associated ducts. | 2019-11-04 | 1913707 | 100
22733 | T1 | WPX ENERGY PERMIAN LLC | KYLE 10 1 SALT WATER DISPOSAL FACILITY | Latitude = 31.976353, Longitude = -103.740828 | Loving County | TX | 79754 | LOVING | CN603206582 | RN109625061 | Saltwater disposal injection well consisting of two 750-barrel gun barrel separators, eight 500-barrel water tanks, two quinteplex (PD) injection pumps, two 300-horsepower injection pump motors, one centrifugal charge pump, one 7.5-horsepower charge pump motor, one centrifugal transfer pump, one 200-horsepower transfer pump motor, wellhead, well casing, tubing, meters, valves, and piping. | The following property is used 100% for pollution control and is installed to meet or exceed federal or state regulations: Saltwater disposal injection well consisting of two 750-barrel gun barrel separators, eight 500-barrel water tanks, two quinteplex (PD) injection pumps, two 300-horsepower injection pump motors, one centrifugal charge pump, one 7.5-horsepower charge pump motor, one centrifugal transfer pump, one 200-horsepower transfer pump motor, wellhead, well casing, tubing, meters, valves, and piping. | 2020-01-06 | 1003384.44 | 100
22734 | T1 | WPX ENERGY PERMIAN LLC | HALEY 38-6 SALT WATER DISPOSAL FACILITY | Latitude = 31.743437, Longitude = -103.420875 | Loving County | TX | 79754 | LOVING | CN603206582 | RN109837716 | Saltwater disposal injection well consisting of one 750-barrel gun barrel separator, four 500-barrel water tanks, six quinteplex (PD) injection pumps, two 1,000-horsepower injection pump motors, two centrifugal charge pumps, two 60-horsepower charge pump motors, wellhead, and well casing, tubing meters, valves, and piping. | The following property is used 100% for pollution control and is installed to meet or exceed federal or state regulations: Saltwater disposal injection well consisting of one 750-barrel gun barrel separator, four 500-barrel water tanks, six quinteplex (PD) injection pumps, two 1,000-horsepower injection pump motors, two centrifugal charge pumps, two 60-horsepower charge pump motors, wellhead, and well casing, tubing meters, valves, and piping. | 2020-01-06 | 6453773.52 | 100
22735 | T1 | WPX ENERGY PERMIAN LLC | GINGER TO BOYD SWD PIPELINE | PIPELINES IN LOVING COUNTY TRANSPORTING SALTWATER | Loving County | TX | 79754 | LOVING | CN603206582 | RN110866209 | 4.43 miles of 8-inch diameter piping that connects saltwater disposal wells. | The following property is used 100% for pollution control and is installed to meet or exceed federal or state regulations: 4.43 miles of 8-inch diameter piping that connects saltwater disposal wells. | 2020-01-06 | 464908.99 | 100
22736 | T1 | WPX ENERGY PERMIAN LLC | HALEY SWD SYSTEM 3035 PIPELINES | PIPELINES IN LOVING COUNTY TRANSPORTING SALTWATER FOR DISPOSAL | Loving County | TX | 79754 | LOVING | CN603206582 | RN110867140 | 31.38 miles of 4-inch to 8-inch diameter piping that connects saltwater disposal wells. | The following property is used 100% for pollution control and is installed to meet or exceed federal or state regulations: 31.38 miles of 4-inch to 8-inch diameter piping that connects saltwater disposal wells. | 2020-01-06 | 2812038.28 | 100
22737 | T1 | WPX ENERGY PERMIAN LLC | FRASER TXL B 2W SWD | Latitude = 31.571025, Longitude = -103.725683 | Loving County | TX | 79770 | LOVING | CN603206582 | RN110867199 | Saltwater disposal injection well consisting of two 750-barrel gun barrel separators, eight 500-barrel water tanks, two quinteplex (PD) injection pumps, two 300-horsepower injection pump motors, one 7.5-horsepower charge pump motor, one centrifugal charge pump, one 200-horsepower charge pump motor, wellhead, well casing, tubing, meters, valves, and piping. | The following property is used 100% for pollution control and is installed to meet or exceed federal or state regulations: Saltwater disposal injection well consisting of two 750-barrel gun barrel separators, eight 500-barrel water tanks, two quinteplex (PD) injection pumps, two 300-horsepower injection pump motors, one 7.5-horsepower charge pump motor, one centrifugal charge pump, one 200-horsepower charge pump motor, wellhead, well casing, tubing, meters, valves, and piping. | 2020-01-06 | 642911.77 | 100
22738 | T1 | WPX ENERGY PERMIAN LLC | HALEY 38 5 SALT WATER DISPOSAL FACILITY | Latitude = 31.752428, Longitude = -103.424375 | Loving County | TX | 79754 | LOVING | CN603206582 | RN110867306 | Saltwater disposal injection wells consisting of one 750-barrel gun barrel separator, four 500-barrel water tanks, six quinteplex (PD) injection pumps, two 1,000-horsepower injection pump motors, two centrifugal charge pumps, two 60-horsepower charge pump motors, wellheads, and well casings, tubing meters, valves, and piping. | The following property is used 100% for pollution control and is installed to meet or exceed federal or state regulations: Saltwater disposal injection wells consisting of one 750-barrel gun barrel separator, four 500-barrel water tanks, six quinteplex (PD) injection pumps, two 1,000-horsepower injection pump motors, two centrifugal charge pumps, two 60-horsepower charge pump motors, wellheads, and well casings, tubing meters, valves, and piping. | 2020-01-06 | 4928926.87 | 100
22739 | T1 | WPX ENERGY PERMIAN LLC | JOHNSON 40-5 SWD | Latitude = 31.907211, Longitude = -103.553657 | Loving County | TX | 79754 | LOVING | CN603206582 | RN110197688 | Saltwater disposal injection well consisting of two 750-barrel gun barrel separators, eight 500-barrel water tanks, two quinteplex (PD) injection pumps, two 300-horsepower injection pump motors, one centrifugal charge pump, one 7.5-horsepower charge pump motor, one centrifugal transfer pump, one 200-horsepower transfer pump motor, wellheads, and well casings, tubing meters, valves, and piping. | The following property is used 100% for pollution control and is installed to meet or exceed federal or state regulations: Saltwater disposal injection well consisting of two 750-barrel gun barrel separators, eight 500-barrel water tanks, two quinteplex (PD) injection pumps, two 300-horsepower injection pump motors, one centrifugal charge pump, one 7.5-horsepower charge pump motor, one centrifugal transfer pump, one 200-horsepower transfer pump motor, wellheads, and well casings, tubing meters, valves, and piping. | 2020-01-06 | 25346.29 | 100
22740 | T1 | WPX ENERGY PERMIAN LLC | MONROE STATE SWD 1 | Latitude = 31.571155, Longitude = -103.726145 | Pecos County | TX | 79754 | PECOS | CN603206582 | RN110867330 | Saltwater disposal injection well consisting of one 750-barrel gun barrel separator, five 750-barrel water tanks, two 500-horsepower injection pump motors, two centrifugal charge pumps, two 60-horsepower charge pump motors, wellhead, and well casing, tubing meters, valves, and piping. | The following property is used 100% for pollution control and is installed to meet or exceed federal or state regulations: Saltwater disposal injection well consisting of one 750-barrel gun barrel separator, five 750-barrel water tanks, two 500-horsepower injection pump motors, two centrifugal charge pumps, two 60-horsepower charge pump motors, wellhead, and well casing, tubing meters, valves, and piping. | 2020-01-06 | 3653026.07 | 100
22741 | T1 | WPX ENERGY PERMIAN LLC | UNIVERSITY 41-20 1 SWD | Latitude = 31.648998, Longitude = -103.331058 | Ward County | TX |  | WARD | CN603206582 | RN108102328 | Saltwater disposal injection well consisting of one 750-barrel gun barrel separator, 10 500-barrel water tanks, four quinteplex (PD) injection pumps, four 300-horsepower injection pump motors, four centrifugal charge pumps, four 7.5-horsepower charge pump motors, wellhead, well casings, tubing, meters, valves, and piping. | The following property is used 100% for pollution control and is installed to meet or exceed federal or state regulations: Saltwater disposal injection well consisting of one 750-barrel gun barrel separator, 10 500-barrel water tanks, four quinteplex (PD) injection pumps, four 300-horsepower injection pump motors, four centrifugal charge pumps, four 7.5-horsepower charge pump motors, wellhead, well casings, tubing, meters, valves, and piping. | 2020-01-06 | 2518629 | 100
22742 | T1 | WPX ENERGY PERMIAN LLC | ZUNI DELAWARE UT 26-1 | Latitude = 31.932712, Longitude = -103.831858 | Loving County | TX | 79772 | LOVING | CN603206582 | RN110868593 | Saltwater disposal injection well consisting of one 750-barrel gun barrel separator, two 500-barrel water tanks, one triplex injection pump, one 300-horsepower injection pump motor, wellhead, well casing, tubing, meters, valves, and piping. | The following property is used 100% for pollution control and is installed to meet or exceed federal or state regulations: Saltwater disposal injection well consisting of one 750-barrel gun barrel separator, two 500-barrel water tanks, one triplex injection pump, one 300-horsepower injection pump motor, wellhead, well casing, tubing, meters, valves, and piping. | 2020-01-06 | 27734 | 100
22743 | T1 | WPX ENERGY PERMIAN LLC | ZUNI DELAWARE UT 26-14 | Latitude = 31.940902, Longitude = -103.822125 | Loving County | TX | 79772 | LOVING | CN603206582 | RN110868684 | Saltwater disposal injection well consisting of one 750-barrel gun barrel separator, two 500-barrel water tanks, one triplex injection pump, one 300-horsepower injection pump motor, wellhead, well casing, tubing, meters, valves, and piping. | The following property is used 100% for pollution control and is installed to meet or exceed federal or state regulations: Saltwater disposal injection well consisting of one 750-barrel gun barrel separator, two 500-barrel water tanks, one triplex injection pump, one 300-horsepower injection pump motor, wellhead, well casing, tubing, meters, valves, and piping. | 2020-01-06 | 27734 | 100
22744 | T1 | WPX ENERGY PERMIAN LLC | ZUNI DELAWARE UT 26-10 | Latitude = 31.940134, Longitude = -103.831739 | Loving County | TX | 79772 | LOVING | CN603206582 | RN110868726 | Saltwater disposal injection well consisting of one 750-barrel gun barrel separator, two 500-barrel water tanks, one triplex injection pump, one 300-horsepower injection pump motor, wellhead, well casing, tubing, meters, valves, and piping. | The following property is used 100% for pollution control and is installed to meet or exceed federal or state regulations: Saltwater disposal injection well consisting of one 750-barrel gun barrel separator, two 500-barrel water tanks, one triplex injection pump, one 300-horsepower injection pump motor, wellhead, well casing, tubing, meters, valves, and piping. | 2020-01-06 | 27734 | 100
22745 | T1 | KING FUELS INC | CZ EXPRESS | 4730 HIGHWAY 59 N | SHEPHERD | TX | 77371 | SAN JACINTO | CN601443484 | RN104341128 | Overfill alarms; tank top sumps; automatic tank gauging; automatic line leak detectors; liquid fuel sensors installed between the underground storage tanks and secondary containment to monitor for leaks; secondary containment consisting of a fiberglass Poly Tub around one 20,000 gallon single walled tank; and the incremental difference in cost between the concrete paving covering the underground tanks and pipes and the other paving at the facility calculated using the difference in cost per square foot. | The following property is used 100% for pollution control and is installed to meet or exceed federal or state regulations: Overfill alarms; tank top sumps; automatic tank gauging; automatic line leak detectors; liquid fuel sensors installed between the underground storage tanks and secondary containment to monitor for leaks; secondary containment consisting of a fiberglass Poly Tub around one 20,000 gallon single walled tank; and the incremental difference in cost between the concrete paving covering the underground tanks and pipes and the other paving at the facility calculated using the difference in cost per square foot. | 2019-10-29 | 83025 | 100
22746 | T1 | KING FUELS INC | MIDWAY STOP | 1721 S MECHANIC ST | EL CAMPO | TX | 77437 | WHARTON | CN601443484 | RN102276052 | Overfill alarms; tank top sumps; automatic tank gauging; automatic line leak detectors; liquid fuel sensors installed between the underground storage tanks and secondary containment to monitor for leaks; secondary containment consisting of a fiberglass Poly Tub around each of one 4,000 gallon, two 8,000 gallon, and one 12,000 gallon single walled tanks; and the incremental difference in cost between the concrete paving covering the underground tanks and pipes and the other paving at the facility calculated using the difference in cost per square foot. | The following property is used 100% for pollution control and is installed to meet or exceed federal or state regulations: Overfill alarms; tank top sumps; automatic tank gauging; automatic line leak detectors; liquid fuel sensors installed between the underground storage tanks and secondary containment to monitor for leaks; secondary containment consisting of a fiberglass Poly Tub around each of one 4,000 gallon, two 8,000 gallon, and one 12,000 gallon single walled tanks; and the incremental difference in cost between the concrete paving covering the underground tanks and pipes and the other paving at the facility calculated using the difference in cost per square foot. | 2019-10-31 | 204100 | 100
22747 | T1 | KING FUELS INC | WEIMAR TRAVEL CENTER | 901 S EAGLE ST | WEIMAR | TX | 78962 | COLORADO | CN601443484 | RN105988810 | Overfill alarms; tank top sumps; automatic tank gauging; automatic line leak detectors; liquid fuel sensors installed between the double walls of tanks and pipes to monitor for leaks; the incremental difference in cost between one 25,000 gallon and one 28,000 gallon double-walled tanks and comparable single-walled tanks; the incremental difference in cost between double-walled piping and single-walled piping; and the incremental difference in cost between the concrete paving covering the underground tanks and pipes and the other paving at the facility calculated using the difference in cost per square foot. | The following property is used 100% for pollution control and is installed to meet or exceed federal or state regulations: Overfill alarms; tank top sumps; automatic tank gauging; automatic line leak detectors; liquid fuel sensors installed between the double walls of tanks and pipes to monitor for leaks; the incremental difference in cost between one 25,000 gallon and one 28,000 gallon double-walled tanks and comparable single-walled tanks; the incremental difference in cost between double-walled piping and single-walled piping; and the incremental difference in cost between the concrete paving covering the underground tanks and pipes and the other paving at the facility calculated using the difference in cost per square foot. | 2019-10-31 | 268824 | 100
22748 | T1 | KING FUELS INC | TRUCKEES | 8140 US HIGHWAY 77 | SINTON | TX | 78387 | SAN PATRICIO | CN601443484 | RN101815546 | Overfill alarms; tank top sumps; automatic tank gauging; automatic line leak detectors; liquid fuel sensors installed between the underground storage tanks and secondary containment to monitor for leaks; secondary containment consisting of a fiberglass Poly Tub around each of two 20,000 gallon single walled tanks; and the incremental difference in cost between the concrete paving covering the underground tanks and pipes and the other paving at the facility calculated using the difference in cost per square foot. | The following property is used 100% for pollution control and is installed to meet or exceed federal or state regulations: Overfill alarms; tank top sumps; automatic tank gauging; automatic line leak detectors; liquid fuel sensors installed between the underground storage tanks and secondary containment to monitor for leaks; secondary containment consisting of a fiberglass Poly Tub around each of two 20,000 gallon single walled tanks; and the incremental difference in cost between the concrete paving covering the underground tanks and pipes and the other paving at the facility calculated using the difference in cost per square foot. | 2019-10-31 | 170261 | 100
22749 | T2 | CHEVRON ENVIRONMENTAL MANAGEMENT COMPANY | CHEVRONTEXACO AMARILLO PLANT | 315 S GRAND ST | AMARILLO | TX | 79104 | POTTER | CN600299457 | RN102923414 | Integrated air injection equipment and ancillary equipment including an air sparge compressor, liquid separator, air dryer, dry air receiver tank, two filtered separators, air sparge manifold, control panels, sewage grinder pump, and associated wiring and piping. | The following property is used 100% for pollution control and is installed to meet or exceed federal or state regulations: integrated air injection equipment and ancillary equipment including an air sparge compressor, liquid separator, air dryer, dry air receiver tank, two filtered separators, air sparge manifold, control panels, sewage grinder pump, and associated wiring and piping. | 2020-01-22 | 780000 | 100
22750 | T1 | WPX ENERGY PERMIAN LLC | FRASER TXL B 10 SWD | Latitude = 31.891259, Longitude = -103.824754 | Loving County | TX | 79770 | LOVING | CN603206582 | RN110881679 | Saltwater disposal injection well consisting of two 750-barrel gun barrel separators, eight 500-barrel water tanks, two Quinteplex (PD) injection pumps, two 300-horsepower injection pump motors, one centrifugal charge pump, one 7.5-horsepower charge pump motor, one centrifugal transfer pump, one 200-horsepower transfer pump motor, wellhead, well casings, tubing, meters, valves, and piping. | The following property is used 100% for pollution control and is installed to meet or exceed federal or state regulations: Saltwater disposal injection well consisting of two 750-barrel gun barrel separators, eight 500-barrel water tanks, two Quinteplex (PD) injection pumps, two 300-horsepower injection pump motors, one centrifugal charge pump, one 7.5-horsepower charge pump motor, one centrifugal transfer pump, one 200-horsepower transfer pump motor, wellhead, well casings, tubing, meters, valves, and piping. | 2020-01-06 | 682011.77 | 100
22751 | T1 | WPX ENERGY PERMIAN LLC | FRASER TXL C 6 SWD | Latitude = 31.900689, Longitude = -103.822126 | Loving County | TX | 79770 | LOVING | CN603206582 | RN110881679 | Saltwater disposal injection well consisting of two 750-barrel gun barrel separators, eight 500-barrel water tanks, two Quinteplex (PD) injection pumps, two 300-horsepower injection pump motors, one centrifugal charge pump, one 7.5-horsepower charge pump motor, one centrifugal transfer pump, one 200-horsepower transfer pump motor, wellhead, well casings, tubing, meters, valves, and piping. | The following property is used 100% for pollution control and is installed to meet or exceed federal or state regulations: Saltwater disposal injection well consisting of two 750-barrel gun barrel separators, eight 500-barrel water tanks, two Quinteplex (PD) injection pumps, two 300-horsepower injection pump motors, one centrifugal charge pump, one 7.5-horsepower charge pump motor, one centrifugal transfer pump, one 200-horsepower transfer pump motor, wellhead, well casings, tubing, meters, valves, and piping. | 2020-01-06 | 20600.89 | 100
22752 | T1 | WPX ENERGY PERMIAN LLC | JOHNSON WD JR 14 SWD | Latitude = 31.907922, Longitude = -103.831218 | Loving County | TX | 79754 | LOVING | CN603206582 | RN110881745 | Saltwater disposal injection well consisting of two 750-barrel gun barrel separators, eight 500-barrel water tanks, two Quinteplex (PD) injection pumps, two 300-horsepower injection pump motors, one centrifugal charge pump, one 7.5-horsepower charge pump motor, one centrifugal transfer pump, one 200-horsepower transfer pump motor, wellhead, well casings, tubing, meters, valves, and piping.. | The following property is used 100% for pollution control and is installed to meet or exceed federal or state regulations: Saltwater disposal injection well consisting of two 750-barrel gun barrel separators, eight 500-barrel water tanks, two Quinteplex (PD) injection pumps, two 300-horsepower injection pump motors, one centrifugal charge pump, one 7.5-horsepower charge pump motor, one centrifugal transfer pump, one 200-horsepower transfer pump motor, wellhead, well casings, tubing, meters, valves, and piping. | 2020-01-06 | 682011.77 | 100
22753 | T1 | WPX ENERGY PERMIAN LLC | JOHNSON WD JR 25 SWD | Latitude = 31.907784, Longitude = -103.82646 | Loving County | TX | 79754 | LOVING | CN603206582 | RN110881745 | Saltwater disposal injection well consisting of two 750-barrel gun barrel separators, eight 500-barrel water tanks, two Quinteplex (PD) injection pumps, two 300-horsepower injection pump motors, one centrifugal charge pump, one 7.5-horsepower charge pump motor, one centrifugal transfer pump, one 200-horsepower transfer pump motor, wellhead, well casings, tubing, meters, valves, and piping. | The following property is used 100% for pollution control and is installed to meet or exceed federal or state regulations: Saltwater disposal injection well consisting of two 750-barrel gun barrel separators, eight 500-barrel water tanks, two Quinteplex (PD) injection pumps, two 300-horsepower injection pump motors, one centrifugal charge pump, one 7.5-horsepower charge pump motor, one centrifugal transfer pump, one 200-horsepower transfer pump motor, wellhead, well casings, tubing, meters, valves, and piping. | 2020-01-06 | 677939.11 | 100
22754 | T1 | WPX ENERGY PERMIAN LLC | JOHNSON WD JR 9 SWD | Latitude = 31.900715, Longitude = -103.826777 | Loving County | TX | 79754 | LOVING | CN603206582 | RN110881745 | Saltwater disposal injection well consisting of two 750-barrel gun barrel separators, eight 500-barrel water tanks, two Quinteplex (PD) injection pumps, two 300-horsepower injection pump motors, one centrifugal charge pump, one 7.5-horsepower charge pump motor, one centrifugal transfer pump, one 200-horsepower transfer pump motor, wellhead, well casings, tubing, meters, valves, and piping. | The following property is used 100% for pollution control and is installed to meet or exceed federal or state regulations: Saltwater disposal injection well consisting of two 750-barrel gun barrel separators, eight 500-barrel water tanks, two Quinteplex (PD) injection pumps, two 300-horsepower injection pump motors, one centrifugal charge pump, one 7.5-horsepower charge pump motor, one centrifugal transfer pump, one 200-horsepower transfer pump motor, wellhead, well casings, tubing, meters, valves, and piping. | 2020-01-06 | 677939.11 | 100
22755 | T1 | STATELINE WATER LLC | BUNIN 4 SALT WATER DISPOSAL FACILITY | Latitude = 31.880359, Longitude = -103.868775 | Loving County | TX | 79754 | LOVING | CN605716190 | RN110475969 | Saltwater disposal injection well consisting of two 750-barrel gun barrel separators, eight 500-barrel water tanks, two Quinteplex (PD) injection pumps, two 300-horsepower injection pump motors, one centrifugal charge pump, one 7.5-horsepower charge pump motor, one centrifugal transfer pump, one 200-horsepower transfer pump motor, wellhead, well casings, tubing, meters, valves, and piping. | The following property is used 100% for pollution control and is installed to meet or exceed federal or state regulations: Saltwater disposal injection well consisting of two 750-barrel gun barrel separators, eight 500-barrel water tanks, two Quinteplex (PD) injection pumps, two 300-horsepower injection pump motors, one centrifugal charge pump, one 7.5-horsepower charge pump motor, one centrifugal transfer pump, one 200-horsepower transfer pump motor, wellhead, well casings, tubing, meters, valves, and piping. | 2020-01-06 | 3525500 | 100
22756 | T1 | STATELINE WATER LLC | CBR 32-32 SALT WATER DISPOSAL | Latitude = 31.880359, Longitude = -103.868775 | Loving County | TX | 79754 | LOVING | CN605716190 | RN110794666 | Saltwater disposal injection well consisting of two 750-barrel gun barrel separators, eight 500-barrel water tanks, two Quinteplex (PD) injection pumps, two 300-horsepower injection pump motors, one centrifugal charge pump, one 7.5-horsepower charge pump motor, one centrifugal transfer pump, one 200-horsepower transfer pump motor, wellhead, well casings, tubing, meters, valves, and piping. | The following property is used 100% for pollution control and is installed to meet or exceed federal or state regulations: Saltwater disposal injection well consisting of two 750-barrel gun barrel separators, eight 500-barrel water tanks, two Quinteplex (PD) injection pumps, two 300-horsepower injection pump motors, one centrifugal charge pump, one 7.5-horsepower charge pump motor, one centrifugal transfer pump, one 200-horsepower transfer pump motor, wellhead, well casings, tubing, meters, valves, and piping. | 2020-01-06 | 2465900 | 100
22757 | T1 | HALLIBURTON ENERGY SERVICES INC | MONAHANS SAND TERMINAL | Latitude = 31.6375, Longitude = -102.982222 | Ward County | TX | 79756 | WARD | CN601551203 | RN106160450 | Dust collection system including boot for railcar loadout hatches P1 and P2, dust collector (Schenck Process model MFC 144MCF494-390), dust collectors (Donaldson model CPV-6 and Donaldson model CPV-3, and P19), loading spout filter system (Paragon), and enclosures on the conveyance system. P2 are equipped with a boot that provides full enclosure to reduce PM emitted to the atmosphere during unloading operations. All other conveyance systems are enclosed and vented to dust collection systems which are used to reduce the PM2.5, PM10 and PM emitted from railcar unloading station P19 and from the conveyance systems, sand storage silos, and delivery truck loadout stations for both Process Train Nos. 1 and 2. Process Train No. 1 - PM2.5, PM10 and PM are generated from the P1 and P2 hatches during railcar unloading operations thus, each hatch is controlled via a boot that provides full enclosure during the unloading operations. PM2.5, PM10 and PM are generated from the transfer of sand from the pit conveyors 1 and 2 to the bucket elevator vents through the Donaldson model CPV-6 dust collection baghouse C1. Dust collector C1 does not vent directly to the atmosphere instead, C1 vents to the inlet of the P19 dust collector, which is operated as part of Process Train No.2 as described in the next paragraph. Donaldson model CPV-3 dust collectors were installed to control Tanks TK1 through TK6 and the corresponding conveyance system EPNs S1-2 and S1-3. All PM2.5, PM10 and PM generated from the conveyance and discharge of sand into TK1, TK2 and TK3 is vented through EPN S1-2 similarly, all PM2.5, PM10 and PM generated from the conveyance and discharge of sand into TK4, TK5 and TK6 is vented through EPN S1-3. Process Train No. 2 - PM2.5, PM10 and PM generated from the loadout of sand from the railcar to the P19 pit conveyor is vented to a dust collection system EPN P19. This dust collector will is a Schenckprocess model MFC 144MCF494-390. PM2.5, PM10 and PM generated from the transfer of sand from pit conveyor 19 to the bucket elevator vents through the Donaldson model CPV-3 dust collector C8. PM2.5, PM10 and PM generated from the conveyance and discharge of sand into TK7 and TK8 vents through Donaldson model CPV-3 dust collectors identified as C7 EPN S1-13 and C9 EPN S1-16, respectively. Particulate matter generated from the conveyance of sand from TK7 and TK8 to belt conveyor 3 will vent through the Donaldson model CPV-3 dust collector C6. Dust Collectors C6 and C8 do not vent directly to the atmosphere instead, the outlets of C6 and C8 are routed to the inlet of the P19 dust collector EPN P19. Particulate matter emissions are also generated from the unloading of sand from the sand storage silos to the delivery trucks and emitted through the tank loadout points. Each loading point is controlled via a Paragon loading spout filter system. The Paragon dust collectors are identified as EPNs S1-4 through S1-9. Any material collected in the dust collection system is removed and disposed of in a landfill. The material collected is not sold, traded, accumulated for later use, or used in a manufacturing process and is thus not a marketable product. The material that is collected consists of fine particles that cannot be reused and are not sellable. | The following property is used 100% for pollution control and is installed to meet or exceed federal or state regulations: Dust collection system including boot for railcar loadout hatches P1 and P2, dust collector (Schenck Process model MFC 144MCF494-390), dust collectors (Donaldson model CPV-6 and Donaldson model CPV-3, and P19), loading spout filter system (Paragon), and enclosures on the conveyance system. | 2020-01-22 | 1983566 | 100
22758 | T1 | TEXAS EASTERN TRANSMISSION LP | JOAQUIN COMPRESSOR STATION | 3053 FM 139 | JOAQUIN | TX | 75954 | SHELBY | CN600126221 | RN100217074 | Oxidation catalysts on four compressor engines. | The following property is used 100% for pollution control and is installed to meet or exceed federal or state regulations: Oxidation catalysts on four compressor engines. | 2020-01-08 | 1873996 | 100
22759 | T1 | TEXAS EASTERN TRANSMISSION LP | JOAQUIN COMPRESSOR STATION | 3053 FM 139 | JOAQUIN | TX | 75954 | SHELBY | CN600126221 | RN100217074 | Clean burn technology NOx control upgrades consisting of high energy ignition system modifications, high pressure fuel injection system modifications, engine turbocharger modifications, and combustion pre-chamber additions on four compressors. | The following property is used 100% for pollution control and is installed to meet or exceed federal or state regulations: Clean burn technology NOx control upgrades consisting of high energy ignition system modifications, high pressure fuel injection system modifications, engine turbocharger modifications, and combustion pre-chamber additions on four compressors. | 2020-01-22 | 17161611 | 100
22760 | T1 | RAVEN BUTENE-1 LLC | RAVEN PLANT | 9300 NEEDLEPOINT RD | BAYTOWN | TX | 77521 | HARRIS | CN604933655 | RN110461415 | Honeywell UOP Callidus Multi-Point Ground Flare (FL-951). | The following property is used 100% for pollution control and is installed to meet or exceed federal or state regulations: Honeywell UOP Callidus Multi-Point Ground Flare (FL-951). | 2020-01-08 | 3056943 | 100
22761 | T1 | NET MEXICO PIPELINE PARTNERS LLC | NET MEXICO PIPELINE SEGMENT IN STARR COUNTY | 42.49 MILES OF 16-48 INCH PIPE IN STARR COUNTY | Starr County | TX | 78536 | STARR | CN604936435 | RN110908928 | Sedimentation and erosion controls including slope breakers, silt fences, sedimentation barriers, staked hay or straw bales, matting and diking. | The following property is used 100% for pollution control and is installed to meet or exceed federal or state regulations: Sedimentation and erosion controls including slope breakers, silt fences, sedimentation barriers, staked hay or straw bales, matting and diking. | 2020-01-09 | 7764761 | 100
22762 | T1 | NET MEXICO PIPELINE PARTNERS LLC | NET MEXICO PIPELINE SEGMENT IN BROOKS COUNTY | 34.03 MILES OF 16-48 INCH PIPE IN BROOKS COUNTY | Brooks County | TX | 78353 | BROOKS | CN604936435 | RN110908936 | Sedimentation and erosion controls including slope breakers, silt fences, sedimentation barriers, staked hay or straw bales, matting and diking. | The following property is used 100% for pollution control and is installed to meet or exceed federal or state regulations: Sedimentation and erosion controls including slope breakers, silt fences, sedimentation barriers, staked hay or straw bales, matting and diking. | 2020-01-09 | 6218425 | 100
22763 | T1 | NET MEXICO PIPELINE PARTNERS LLC | NET MEXICO PIPELINE SEGMENT IN KLEBERG COUNTY | 13.53 MILES OF 16-48 INCH PIPE IN KLEBERG COUNTY | Kleberg County | TX | 78363 | KLEBERG | CN604936435 | RN110908944 | Sedimentation and erosion controls including slope breakers, silt fences, sedimentation barriers, staked hay or straw bales, matting and diking. | The following property is used 100% for pollution control and is installed to meet or exceed federal or state regulations: Sedimentation and erosion controls including slope breakers, silt fences, sedimentation barriers, staked hay or straw bales, matting and diking. | 2020-01-09 | 2472018 | 100
22764 | T1 | NET MEXICO PIPELINE PARTNERS LLC | NET MEXICO PIPELINE SEGMENT IN JIM HOGG COUNTY | 4.30 MILES OF 16-48 INCH PIPE IN JIM HOGG COUNTY | Jim Hogg County | TX | 78360 | JIM HOGG | CN604936435 | RN110908951 | Sedimentation and erosion controls including slope breakers, silt fences, sedimentation barriers, staked hay or straw bales, matting and diking. | The following property is used 100% for pollution control and is installed to meet or exceed federal or state regulations: Sedimentation and erosion controls including slope breakers, silt fences, sedimentation barriers, staked hay or straw bales, matting and diking. | 2020-01-09 | 785687 | 100
22765 | T1 | NET MEXICO PIPELINE PARTNERS LLC | NET MEXICO PIPELINE SEGMENT IN JIM WELLS COUNTY | 19.58 MILES OF 16-48 INCH PIPE IN JIM WELLS COUNTY | Jim Wells County | TX | 78332 | JIM WELLS | CN604936435 | RN110908969 | Sedimentation and erosion controls including slope breakers, silt fences, sedimentation barriers, staked hay or straw bales, matting and diking. | The following property is used 100% for pollution control and is installed to meet or exceed federal or state regulations: Sedimentation and erosion controls including slope breakers, silt fences, sedimentation barriers, staked hay or straw bales, matting and diking. | 2020-01-09 | 3577902 | 100
22766 | T1 | NET MEXICO PIPELINE PARTNERS LLC | NET MEXICO PIPELINE SEGMENT IN NUECES COUNTY | 25.23 MILES OF 16-48 INCH PIPE IN NUECES COUNTY | Nueces County | TX | 78347 | NUECES | CN604936435 | RN110908977 | Sedimentation and erosion controls including slope breakers, silt fences, sedimentation barriers, staked hay or straw bales, matting and diking. | The following property is used 100% for pollution control and is installed to meet or exceed federal or state regulations: Sedimentation and erosion controls including slope breakers, silt fences, sedimentation barriers, staked hay or straw bales, matting and diking. | 2020-01-09 | 3376134 | 100
22767 | T1 | EAGLE FORD PIPELINE LLC | EAGLE FORD PIPELINE SEGMENT IN MCMULLEN COUNTY | 37.14 MILES OF 16-30 INCH PIPE IN MCMULLEN COUNTY | Mcmullen County | TX | 78007 | MCMULLEN | CN604094508 | RN110908985 | Sedimentation and erosion controls including slope breakers, silt fences, sedimentation barriers, staked hay or straw bales, matting and diking. | The following property is used 100% for pollution control and is installed to meet or exceed federal or state regulations: Sedimentation and erosion controls including slope breakers, silt fences, sedimentation barriers, staked hay or straw bales, matting and diking. | 2020-01-09 | 1395859 | 100
22768 | T1 | EAGLE FORD PIPELINE LLC | EAGLE FORD PIPELINE SEGMENT IN NUECES COUNTY | 7.85 MILES OF 16-30 INCH PIPE IN NUECES COUNTY | Nueces County | TX | 78347 | NUECES | CN604094508 | RN110908993 | Sedimentation and erosion controls including slope breakers, silt fences, sedimentation barriers, staked hay or straw bales, matting and diking. | The following property is used 100% for pollution control and is installed to meet or exceed federal or state regulations: Sedimentation and erosion controls including slope breakers, silt fences, sedimentation barriers, staked hay or straw bales, matting and diking. | 2020-01-09 | 534754 | 100
22769 | T1 | EAGLE FORD PIPELINE LLC | EAGLE FORD PIPELINE SEGMENT IN JIM WELLS COUNTY | 32.79 MILES OF 16-30 INCH PIPE IN JIM WELLS COUNTY | Jim Wells County | TX | 78332 | JIM WELLS | CN604094508 | RN110909009 | Sedimentation and erosion controls including slope breakers, silt fences, sedimentation barriers, staked hay or straw bales, matting and diking. | The following property is used 100% for pollution control and is installed to meet or exceed federal or state regulations: Sedimentation and erosion controls including slope breakers, silt fences, sedimentation barriers, staked hay or straw bales, matting and diking | 2020-01-09 | 2223603 | 100
22770 | T1 | EAGLE FORD PIPELINE LLC | EAGLE FORD PIPELINE SEGMENT IN DUVAL COUNTY | 35.45 MILES OF 16-30 INCH PIPE IN DUVAL COUNTY | Duval County | TX | 78349 | DUVAL | CN604094508 | RN110909017 | Sedimentation and erosion controls including slope breakers, silt fences, sedimentation barriers, staked hay or straw bales, matting and diking. | The following property is used 100% for pollution control and is installed to meet or exceed federal or state regulations: Sedimentation and erosion controls including slope breakers, silt fences, sedimentation barriers, staked hay or straw bales, matting and diking. | 2020-01-09 | 2142442 | 100
22771 | T1 | EAGLE FORD PIPELINE LLC | EAGLE FORD PIPELINE SEGMENT IN LA SALLE COUNTY | 66.20 MILES OF 16-30 INCH PIPE IN LA SALLE COUNTY | La Salle County | TX | 78014 | LA SALLE | CN604094508 | RN110909025 | Sedimentation and erosion controls including slope breakers, silt fences, sedimentation barriers, staked hay or straw bales, matting and diking. | The following property is used 100% for pollution control and is installed to meet or exceed federal or state regulations: Sedimentation and erosion controls including slope breakers, silt fences, sedimentation barriers, staked hay or straw bales, matting and diking. | 2020-01-09 | 3352751 | 100
22772 | T1 | LASALLE PIPELINE LP | LASALLE PIPELINE SEGMENT IN MCMULLEN COUNTY | 23.52 MILES OF 16-INCH PIPE IN MCMULLEN COUNTY | Mcmullen County | TX | 78072 | MCMULLEN | CN605618032 | RN110909033 | Sedimentation and erosion controls including slope breakers, silt fences, sedimentation barriers, staked hay or straw bales, matting and diking. | The following property is used 100% for pollution control and is installed to meet or exceed federal or state regulations: Sedimentation and erosion controls including slope breakers, silt fences, sedimentation barriers, staked hay or straw bales, matting and diking. | 2020-01-09 | 1310487 | 100
22773 | T1 | LASALLE PIPELINE LP | LASALLE PIPELINE SEGMENT IN LASALLE COUNTY | 2.53 MILES OF 16-INCH PIPE IN LASALLE COUNTY | La Salle County | TX | 76624 | LA SALLE | CN605618032 | RN110909041 | Sedimentation and erosion controls including slope breakers, silt fences, sedimentation barriers, staked hay or straw bales, matting and diking. | The following property is used 100% for pollution control and is installed to meet or exceed federal or state regulations: Sedimentation and erosion controls including slope breakers, silt fences, sedimentation barriers, staked hay or straw bales, matting and diking. | 2020-01-09 | 133230 | 100
22774 | T1 | LASALLE PIPELINE LP | LASALLE PIPELINE SEGMENT IN FRIO COUNTY | 26.1 MILES OF 16-INCH PIPELINE IN FRIO COUNTY | Frio County | TX | 78879 | FRIO | CN605618032 | RN110909058 | Sedimentation and erosion controls including slope breakers, silt fences, sedimentation barriers, staked hay or straw bales, matting and diking. | The following property is used 100% for pollution control and is installed to meet or exceed federal or state regulations: Sedimentation and erosion controls including slope breakers, silt fences, sedimentation barriers, staked hay or straw bales, matting and diking. | 2020-01-09 | 1454240 | 100
22775 | T1 | EAGLE FORD PIPELINE LLC | EAGLE FORD PIPELINE SEGMENT IN LA SALLE COUNTY | 66.20 MILES OF 16-30 INCH PIPE IN LA SALLE COUNTY | La Salle County | TX | 78014 | LA SALLE | CN604094508 | RN110909025 | Intelligent pipeline inspection gauge (PIG) receiver and launchers located at 28°24'45.1"N 99°15'28.3"W; 28°10'52.6"N 99°11'53.7"W; and 28°08'19.6"N 98°49'43.0"W. | The following property is used 100% for pollution control and is installed to meet or exceed federal or state regulations: Intelligent pipeline inspection gauge (PIG) receiver and launchers located at 28°24'45.1"N 99°15'28.3"W; 28°10'52.6"N 99°11'53.7"W; and 28°08'19.6"N 98°49'43.0"W. | 2020-01-17 | 1094294 | 100
22776 | T1 | LASALLE PIPELINE LP | LASALLE PIPELINE SEGMENT IN FRIO COUNTY | 26.1 MILES OF 16-INCH PIPELINE IN FRIO COUNTY | Frio County | TX | 78879 | FRIO | CN605618032 | RN110909058 | Intelligent pipeline inspection gauge (PIG) receiver located at 28°55’46.5” N 99°05’23.9” W. | The following property is used 100% for pollution control and is installed to meet or exceed federal or state regulations: Intelligent pipeline inspection gauge (PIG) receiver located at 28°55’46.5” N 99°05’23.9” W. | 2020-01-10 | 206335 | 100
22777 | T1 | EAGLE FORD PIPELINE LLC | EAGLE FORD PIPELINE SEGMENT IN MCMULLEN COUNTY | 37.14 MILES OF 16-30 INCH PIPE IN MCMULLEN COUNTY | Mcmullen County | TX | 78007 | MCMULLEN | CN604094508 | RN110908985 | Intelligent pipeline inspection gauge (PIG) receiver located at 28°24’30.1” N 98°31’37.0” W. | The following property is used 100% for pollution control and is installed to meet or exceed federal or state regulations: Intelligent pipeline inspection gauge (PIG) receiver located at 28°24’30.1” N 98°31’37.0” W. | 2020-01-10 | 215775 | 100
22778 | T1 | EAGLE FORD PIPELINE LLC | EAGLE FORD PIPELINE SEGMENT IN NUECES COUNTY | 7.85 MILES OF 16-30 INCH PIPE IN NUECES COUNTY | Nueces County | TX | 78347 | NUECES | CN604094508 | RN110908993 | Intelligent pipeline inspection gauge (PIG) receiver located at 27°44’52.5” N 97°49’15.9” W. | The following property is used 100% for pollution control and is installed to meet or exceed federal or state regulations: Intelligent pipeline inspection gauge (PIG) receiver locatedat 27°44’52.5” N 97°49’15.9” W. | 2020-01-10 | 333138 | 100
22779 | T1 | NET MEXICO PIPELINE PARTNERS LLC | NET MEXICO PIPELINE SEGMENT IN NUECES COUNTY | 25.23 MILES OF 16-48 INCH PIPE IN NUECES COUNTY | Nueces County | TX | 78347 | NUECES | CN604936435 | RN110908977 | Intelligent pipeline inspection gauge (PIG) launcher located at 27°44’53.1” N 97°49’18.8” W. | The following property is used 100% for pollution control and is installed to meet or exceed federal or state regulations: Intelligent pipeline inspection gauge (PIG) launcher located at 27°44’53.1” N 97°49’18.8” W. | 2020-01-10 | 520487 | 100
22780 | T1 | NET MEXICO PIPELINE PARTNERS LLC | NET MEXICO PIPELINE SEGMENT IN STARR COUNTY | 42.49 MILES OF 16-48 INCH PIPE IN STARR COUNTY | Starr County | TX | 78536 | STARR | CN604936435 | RN110908928 | Two automatic shut-off valves at 26°35’58.0” N 98°35’15.4” W, and 26°27’27.7” N 98°41’35.7” W | The following property is used 100% for pollution control and is installed to meet or exceed federal or state regulations: Two automatic shut-off valves atat 26°35’58.0” N 98°35’15.4” W, and 26°27’27.7” N 98°41’35.7” W | 2020-01-10 | 2208928 | 100
22781 | T1 | NET MEXICO PIPELINE PARTNERS LLC | NET MEXICO PIPELINE SEGMENT IN BROOKS COUNTY | 34.03 MILES OF 16-48 INCH PIPE IN BROOKS COUNTY | Brooks County | TX | 78353 | BROOKS | CN604936435 | RN110908936 | Automatic shut-off valve at 27°03’30.7” N 98°16’04.0” W. | The following property is used 100% for pollution control and is installed to meet or exceed federal or state regulations: Automatic shut-off valve at 27°03’30.7” N 98°16’04.0” W. | 2020-01-14 | 1239295 | 100
22782 | T1 | NET MEXICO PIPELINE PARTNERS LLC | NET MEXICO PIPELINE SEGMENT IN KLEBERG COUNTY | 13.53 MILES OF 16-48 INCH PIPE IN KLEBERG COUNTY | Kleberg County | TX | 78363 | KLEBERG | CN604936435 | RN110908944 | Automatic shut-off valve at 27°32’23.3” N 98°00’19.2” W. | The following property is used 100% for pollution control and is installed to meet or exceed federal or state regulations: Automatic shut-off valve at 27°32’23.3” N 98°00’19.2” W. | 2020-01-14 | 1239295 | 100
22783 | T1 | NET MEXICO PIPELINE PARTNERS LLC | NET MEXICO PIPELINE SEGMENT IN JIM WELLS COUNTY | 19.58 MILES OF 16-48 INCH PIPE IN JIM WELLS COUNTY | Jim Wells County | TX | 78332 | JIM WELLS | CN604936435 | RN110908969 | Automatic shut-off valve at 27°18’32.2” N 98°09’44.1” W. | The following property is used 100% for pollution control and is installed to meet or exceed federal or state regulations: Automatic shut-off valve at 27°18’32.2” N 98°09’44.1” W. | 2020-01-15 | 1239295 | 100
22784 | T1 | NET MEXICO PIPELINE PARTNERS LLC | NET MEXICO PIPELINE SEGMENT IN JIM HOGG COUNTY | 4.30 MILES OF 16-48 INCH PIPE IN JIM HOGG COUNTY | Jim Hogg County | TX | 78360 | JIM HOGG | CN604936435 | RN110908951 | Automatic shut-off valve at 26°49’47.0” N 98°25’25.2” W. | The following property is used 100% for pollution control and is installed to meet or exceed federal or state regulations: Automatic shut-off valve at 26°49’47.0” N 98°25’25.2” W. | 2020-01-08 | 1104464 | 100
22785 | T1 | EAGLE FORD PIPELINE LLC | EAGLE FORD PIPELINE SEGMENT IN LA SALLE COUNTY | 66.20 MILES OF 16-30 INCH PIPE IN LA SALLE COUNTY | La Salle County | TX | 78014 | LA SALLE | CN604094508 | RN110909025 | Automatic shut-off valve at 28°17’28.5” N 98°37’07.0” W. | Withdrawn by applicant | 2020-01-15 | 300712 | 100
22786 | T1 | EAGLE FORD PIPELINE LLC | EAGLE FORD PIPELINE SEGMENT IN JIM WELLS COUNTY | 32.79 MILES OF 16-30 INCH PIPE IN JIM WELLS COUNTY | Jim Wells County | TX | 78332 | JIM WELLS | CN604094508 | RN110909009 | Automatic shut-off valve at 27°47’39.4” N 98°01’01.8” W. | The following property is used 100% for pollution control and is installed to meet or exceed federal or state regulations: Automatic shut-off valve at 27°47’39.4” N 98°01’01.8” W. | 2020-01-23 | 464275 | 100
22787 | T1 | EAGLE FORD PIPELINE LLC | EAGLE FORD PIPELINE SEGMENT IN DUVAL COUNTY | 35.45 MILES OF 16-30 INCH PIPE IN DUVAL COUNTY | Duval County | TX | 78349 | DUVAL | CN604094508 | RN110909017 | Two automatic shut-off valves at 28°00’10.8” N 98°34’01.4” W, and 27°53’16.9” N 98°16’49.0” W. | The following property is used 100% for pollution control and is installed to meet or exceed federal or state regulations: Two automatic shut-off valves at 28°00’10.8” N 98°34’01.4” W, and 27°53’16.9” N 98°16’49.0” W. | 2020-01-15 | 827527 | 100
22788 | T1 | EAGLE FORD PIPELINE LLC | EAGLE FORD PIPELINE SEGMENT IN LA SALLE COUNTY | 66.20 MILES OF 16-30 INCH PIPE IN LA SALLE COUNTY | La Salle County | TX | 78014 | LA SALLE | CN604094508 | RN110909025 | Three automatic shut-off valves at 28°06’26.6” N 98°55’38.9” W, 28°08’19.6” N 98°49’43.0” W, and 28°18’23.1” N 99°04’49.0” W. | The following property is used 100% for pollution control and is installed to meet or exceed federal or state regulations: Three automatic shut-off valves at 28°06’26.6” N 98°55’38.9” W, 28°08’19.6” N 98°49’43.0” W, and 28°18’23.1” N 99°04’49.0” W. | 2020-01-15 | 1111288 | 100
22789 | T1 | LASALLE PIPELINE LP | LASALLE PIPELINE SEGMENT IN FRIO COUNTY | 26.1 MILES OF 16-INCH PIPELINE IN FRIO COUNTY | Frio County | TX | 78879 | FRIO | CN605618032 | RN110909058 | Automatic shut-off valve at 28°45’28.6” N 98°57’59.9” W. | The following property is used 100% for pollution control and is installed to meet or exceed federal or state regulations: Automatic shut-off valve at 28°45’28.6” N 98°57’59.9” W. | 2020-01-15 | 287557 | 100
22790 | T1 | LASALLE PIPELINE LP | LASALLE PIPELINE SEGMENT IN MCMULLEN COUNTY | 23.52 MILES OF 16-INCH PIPE IN MCMULLEN COUNTY | Mcmullen County | TX | 78072 | MCMULLEN | CN605618032 | RN110909033 | Automatic shut-off valve at 28°34’08.9” N 98°45’08.9” W. | The following property is used 100% for pollution control and is installed to meet or exceed federal or state regulations: Automatic shut-off valve at 28°34’08.9” N 98°45’08.9” W. | 2020-01-15 | 287557 | 100
22791 | T2 | NET MEXICO PIPELINE PARTNERS LLC | DELMITA COMPRESSOR STATION | Latitude = 26.659218, Longitude = -98.479487 | Starr County | TX | 78588 | STARR | CN604936435 | RN108786666 | Lean burn portion of the reciprocating engines consisting of a specially designed fuel injection system that injects the fuel near the intake valves or in the power head, an open-chambered or pre-combustion chamber ignition system, and a mechanically-driven blower or turbochargers on two Caterpillar G3608 LE TA engines (ENG 1 and ENG 2). | The following property is used 100% for pollution control and is installed to meet or exceed federal or state regulations: Lean burn portion of the reciprocating engines consisting of a specially designed fuel injection system that injects the fuel near the intake valves or in the power head, an open-chambered or pre-combustion chamber ignition system, and a mechanically-driven blower or turbochargers on two Caterpillar G3608 LE TA engines (ENG 1 and ENG 2). | 2020-01-23 | 775573 | 100
22792 | T2 | EAGLE FORD MIDSTREAM LP | EFM BACKHAUL COMPRESSOR STATION | Latitude = 27.747868, Longitude = -97.818282 | Nueces County | TX | 78380 | NUECES | CN604495853 | RN109755215 | Lean burn portion of the reciprocating engines consisting of a specially designed fuel injection system that injects the fuel near the intake valves or in the power head, an open-chambered or pre-combustion chamber ignition system, and a mechanically-driven blower or turbochargers on two Caterpillar G3612 LE TA engines (ENG 1 and ENG 2). | The following property is used 100% for pollution control and is installed to meet or exceed federal or state regulations: Lean burn portion of the reciprocating engines consisting of a specially designed fuel injection system that injects the fuel near the intake valves or in the power head, an open-chambered or pre-combustion chamber ignition system, and a mechanically-driven blower or turbochargers on two Caterpillar G3612 LE TA engines (ENG 1 and ENG 2). | 2020-01-24 | 585681 | 100
22793 | T1 | NET MEXICO PIPELINE PARTNERS LLC | NET MEXICO PIPELINE SEGMENT IN STARR COUNTY | 42.49 MILES OF 16-48 INCH PIPE IN STARR COUNTY | Starr County | TX | 78536 | STARR | CN604936435 | RN110908928 | Intelligent pipeline inspection gauge (PIG) receiver located at 26°19’43.0” N 98°43’33.6” W. | The following property is used 100% for pollution control and is installed to meet or exceed federal or state regulations: Intelligent pipeline inspection gauge (PIG) receiver located at 26°19’43.0” N 98°43’33.6” W. | 2020-01-15 | 463860 | 100
22794 | T2 | NET MEXICO PIPELINE PARTNERS LLC | NET MEXICO PIPELINE SEGMENT IN BROOKS COUNTY | 34.03 MILES OF 16-48 INCH PIPE IN BROOKS COUNTY | Brooks County | TX | 78353 | BROOKS | CN604936435 | RN110908936 | Nondestructive pipeline testing expenditures – Radiography. | The following property is used 100% for pollution control and is installed to meet or exceed federal or state regulations: Nondestructive pipeline testing expenditures – Radiography. | 2020-01-15 | 2413466 | 100
22795 | T2 | NET MEXICO PIPELINE PARTNERS LLC | NET MEXICO PIPELINE SEGMENT IN STARR COUNTY | 42.49 MILES OF 16-48 INCH PIPE IN STARRCOUNTY | Starr County | TX | 78536 | STARR | CN604936435 | RN110908928 | Nondestructive pipeline testing expenditures – Radiography. | The following property is used 100% for pollution control and is installed to meet or exceed federal or state regulations: Nondestructive pipeline testing expenditures – Radiography. | 2020-01-15 | 2628779 | 100
22796 | T2 | NET MEXICO PIPELINE PARTNERS LLC | NET MEXICO PIPELINE SEGMENT IN KLEBERG COUNTY | 13.53 MILES OF 16-48 INCH PIPE IN KLEBERG COUNTY | Kleberg County | TX | 78363 | KLEBERG | CN604936435 | RN110908944 | Nondestructive pipeline testing expenditures – Radiography. | The following property is used 100% for pollution control and is installed to meet or exceed federal or state regulations: Nondestructive pipeline testing expenditures – Radiography. | 2020-01-22 | 959428 | 100
22797 | T2 | NET MEXICO PIPELINE PARTNERS LLC | NET MEXICO PIPELINE SEGMENT IN JIM HOGG COUNTY | 4.30 MILES OF 16-48 INCH PIPE IN JIM HOGG COUNTY | Jim Hogg County | TX | 78360 | JIM HOGG | CN604936435 | RN110908951 | Nondestructive pipeline testing expenditures â€“ Radiography. | The following property is used 100% for pollution control and is installed to meet or exceed federal or state regulations: Nondestructive pipeline testing expenditures – Radiography. | 2020-07-17 | 271761 | 100
22798 | T2 | NET MEXICO PIPELINE PARTNERS LLC | NET MEXICO PIPELINE SEGMENT IN JIM WELLS COUNTY | 19.58 MILES OF 16-48 INCH PIPE IN JIM WELLS COUNTY | Jim Wells County | TX | 78332 | JIM WELLS | CN604936435 | RN110908969 | Nondestructive pipeline testing expenditures â€“ Radiography. | The following property is used 100% for pollution control and is installed to meet or exceed federal or state regulations: Nondestructive pipeline testing expenditures – Radiography. | 2020-01-17 | 1356657 | 100
22799 | T2 | NET MEXICO PIPELINE PARTNERS LLC | NET MEXICO PIPELINE SEGMENT IN NUECES COUNTY | 25.23 MILES OF 16-48 INCH PIPE IN NUECES COUNTY | Nueces County | TX | 78347 | NUECES | CN604936435 | RN110908977 | Nondestructive pipeline testing expenditures â€“ Radiography. | The following property is used 100% for pollution control and is installed to meet or exceed federal or state regulations: Nondestructive pipeline testing expenditures – Radiography. | 2020-01-17 | 1173923 | 100
22800 | T2 | EAGLE FORD PIPELINE LLC | EAGLE FORD PIPELINE SEGMENT IN MCMULLEN COUNTY | 37.14 MILES OF 16-30 INCH PIPE IN MCMULLEN COUNTY | Mcmullen County | TX | 78007 | MCMULLEN | CN604094508 | RN110908985 | Nondestructive pipeline testing expenditures â€“ Radiography. | The following property is used 100% for pollution control and is installed to meet or exceed federal or state regulations: Nondestructive pipeline testing expenditures – Radiography. | 2020-01-17 | 142118 | 100
22801 | T2 | EAGLE FORD PIPELINE LLC | EAGLE FORD PIPELINE SEGMENT IN NUECES COUNTY | 7.85 MILES OF 16-30 INCH PIPE IN NUECES COUNTY | Nueces County | TX | 78347 | NUECES | CN604094508 | RN110908993 | Nondestructive pipeline testing expenditures â€“ Radiography. | The following property is used 100% for pollution control and is installed to meet or exceed federal or state regulations: Nondestructive pipeline testing expenditures – Radiography. | 2020-01-17 | 40158 | 100
22802 | T2 | EAGLE FORD PIPELINE LLC | EAGLE FORD PIPELINE SEGMENT IN JIM WELLS COUNTY | 32.79 MILES OF 16-30 INCH PIPE IN JIM WELLS COUNTY | Jim Wells County | TX | 78332 | JIM WELLS | CN604094508 | RN110909009 | Nondestructive pipeline testing expenditures â€“ Radiography. | The following property is used 100% for pollution control and is installed to meet or exceed federal or state regulations: Nondestructive pipeline testing expenditures – Radiography. | 2020-01-17 | 166985 | 100
22803 | T2 | EAGLE FORD PIPELINE LLC | EAGLE FORD PIPELINE SEGMENT IN DUVAL COUNTY | 35.45 MILES OF 16-30 INCH PIPE IN DUVAL COUNTY | Duval County | TX | 78349 | DUVAL | CN604094508 | RN110909017 | Nondestructive pipeline testing expenditures â€“ Radiography. | The following property is used 100% for pollution control and is installed to meet or exceed federal or state regulations: Nondestructive pipeline testing expenditures – Radiography. | 2020-01-17 | 160890 | 100
22804 | T2 | EAGLE FORD PIPELINE LLC | EAGLE FORD PIPELINE SEGMENT IN LA SALLE COUNTY | 66.20 MILES OF 16-30 INCH PIPE IN LA SALLE COUNTY | La Salle County | TX | 78014 | LA SALLE | CN604094508 | RN110909025 | Nondestructive pipeline testing expenditures â€“ Radiography. | The following property is used 100% for pollution control and is installed to meet or exceed federal or state regulations: Nondestructive pipeline testing expenditures – Radiography. | 2020-01-17 | 291008 | 100
22805 | T2 | LASALLE PIPELINE LP | LA SALLE PIPELINE SEGMENT IN FRIO COUNTY | 26.10 MILES OF 16-INCH PIPE IN FRIO COUNTY | Frio County | TX | 78879 | FRIO | CN605618032 | RN110909058 | Nondestructive pipeline testing expenditures â€“ Radiography. | The following property is used 100% for pollution control and is installed to meet or exceed federal or state regulations: Nondestructive pipeline testing expenditures – Radiography. | 2020-01-17 | 120824 | 100
22806 | T2 | LASALLE PIPELINE LP | LA SALLE PIPELINE SEGMENT IN LA SALLE COUNTY | 2.53 MILES OF 16-INCH PIPE IN LA SALLE COUNTY | La Salle County | TX | 76624 | LA SALLE | CN605618032 | RN110909041 | Nondestructive pipeline testing expenditures â€“ Radiography. | The following property is used 100% for pollution control and is installed to meet or exceed federal or state regulations: Nondestructive pipeline testing expenditures – Radiography. | 2020-01-17 | 11069 | 100
22807 | T2 | LASALLE PIPELINE LP | LA SALLE PIPELINE SEGMENT IN MCMULLEN COUNTY | 23.52 MILES OF 16-INCH PIPE IN MCMULLEN COUNTY | Mcmullen County | TX | 78072 | MCMULLEN | CN605618032 | RN110909033 | Nondestructive pipeline testing expenditures â€“ Radiography. | The following property is used 100% for pollution control and is installed to meet or exceed federal or state regulations: Nondestructive pipeline testing expenditures – Radiography. | 2020-01-17 | 108880 | 100
22808 | T1 | LASALLE PIPELINE LP | LA SALLE PIPELINE SEGMENT IN FRIO COUNTY | 26.10 MILES OF 16-INCH PIPE IN FRIO COUNTY | Frio County | TX | 78879 | FRIO | CN605618032 | RN110909058 | Cathodic protection; fusion-bonded epoxy (FBE) on the pipe surface; adhesive for top coat; and top coat consisting of polyethylene or polypropylene. | The following property is used 100% for pollution control and is installed to meet or exceed federal or state regulations: Cathodic protection; fusion-bonded epoxy (FBE) on the pipe surface; adhesive for top coat; and top coat consisting of polyethylene or polypropylene. | 2020-01-16 | 251581 | 100
22809 | T1 | LASALLE PIPELINE LP | LA SALLE PIPELINE SEGMENT IN LA SALLE COUNTY | 2.53 MILES OF 16-INCH PIPE IN LA SALLE COUNTY | La Salle County | TX | 76624 | LA SALLE | CN605618032 | RN110909041 | Cathodic protection; fusion-bonded epoxy (FBE) on the pipe surface; adhesive for top coat; and top coat consisting of polyethylene or polypropylene. | The following property is used 100% for pollution control and is installed to meet or exceed federal or state regulations: Cathodic protection; fusion-bonded epoxy (FBE) on the pipe surface; adhesive for top coat; and top coat consisting of polyethylene or polypropylene. | 2020-01-16 | 23049 | 100
22810 | T1 | LASALLE PIPELINE LP | LA SALLE PIPELINE SEGMENT IN MCMULLEN COUNTY | 23.52 MILES OF 16-INCH PIPE IN MCMULLEN COUNTY | Mcmullen County | TX | 78072 | MCMULLEN | CN605618032 | RN110909033 | Cathodic protection; fusion-bonded epoxy (FBE) on the pipe surface; adhesive for top coat; and top coat consisting of polyethylene or polypropylene. | The following property is used 100% for pollution control and is installed to meet or exceed federal or state regulations: Cathodic protection; fusion-bonded epoxy (FBE) on the pipe surface; adhesive for top coat; and top coat consisting of polyethylene or polypropylene. | 2020-01-16 | 226712 | 100
22811 | T1 | EAGLE FORD PIPELINE LLC | EAGLE FORD PIPELINE SEGMENT IN MCMULLEN COUNTY | 37.14 MILES OF 16-30 INCH PIPE IN MCMULLEN COUNTY | Mcmullen County | TX | 78007 | MCMULLEN | CN604094508 | RN110908985 | Cathodic protection; fusion-bonded epoxy (FBE) on the pipe surface; adhesive for top coat; and top coat consisting of polyethylene or polypropylene. | The following property is used 100% for pollution control and is installed to meet or exceed federal or state regulations: Cathodic protection; fusion-bonded epoxy (FBE) on the pipe surface; adhesive for top coat; and top coat consisting of polyethylene or polypropylene. | 2020-01-16 | 1525168 | 100
22812 | T1 | EAGLE FORD PIPELINE LLC | EAGLE FORD PIPELINE SEGMENT IN NUECES COUNTY | 7.85 MILES OF 16-30 INCH PIPE IN NUECES COUNTY | Nueces County | TX | 78347 | NUECES | CN604094508 | RN110908993 | Cathodic protection; fusion-bonded epoxy (FBE) on the pipe surface; adhesive for top coat; and top coat consisting of polyethylene or polypropylene. | The following property is used 100% for pollution control and is installed to meet or exceed federal or state regulations: Cathodic protection; fusion-bonded epoxy (FBE) on the pipe surface; adhesive for top coat; and top coat consisting of polyethylene or polypropylene. | 2020-01-16 | 430966 | 100
22813 | T1 | EAGLE FORD PIPELINE LLC | EAGLE FORD PIPELINE SEGMENT IN JIM WELLS COUNTY | 32.79 MILES OF 16-30 INCH PIPE IN JIM WELLS COUNTY | Jim Wells County | TX | 78332 | JIM WELLS | CN604094508 | RN110909009 | Cathodic protection; fusion-bonded epoxy (FBE) on the pipe surface; adhesive for top coat; and top coat consisting of polyethylene or polypropylene. | The following property is used 100% for pollution control and is installed to meet or exceed federal or state regulations: Cathodic protection; fusion-bonded epoxy (FBE) on the pipe surface; adhesive for top coat; and top coat consisting of polyethylene or polypropylene. | 2020-01-16 | 1792034 | 100
22814 | T1 | EAGLE FORD PIPELINE LLC | EAGLE FORD PIPELINE SEGMENT IN DUVAL COUNTY | 35.45 MILES OF 16-30 INCH PIPE IN DUVAL COUNTY | Duval County | TX | 78349 | DUVAL | CN604094508 | RN110909017 | Cathodic protection; fusion-bonded epoxy (FBE) on the pipe surface; adhesive for top coat; and top coat consisting of polyethylene or polypropylene. | The following property is used 100% for pollution control and is installed to meet or exceed federal or state regulations: Cathodic protection; fusion-bonded epoxy (FBE) on the pipe surface; adhesive for top coat; and top coat consisting of polyethylene or polypropylene. | 2020-01-16 | 1726625 | 100
22815 | T1 | EAGLE FORD PIPELINE LLC | EAGLE FORD PIPELINE SEGMENT IN LA SALLE COUNTY | 66.20 MILES OF 16-30 INCH PIPE IN LA SALLE COUNTY | La Salle County | TX | 78014 | LA SALLE | CN604094508 | RN110909025 | Cathodic protection; fusion-bonded epoxy (FBE) on the pipe surface; adhesive for top coat; and top coat consisting of polyethylene or polypropylene. | The following property is used 100% for pollution control and is installed to meet or exceed federal or state regulations: Cathodic protection; fusion-bonded epoxy (FBE) on the pipe surface; adhesive for top coat; and top coat consisting of polyethylene or polypropylene. | 2020-01-16 | 3123024 | 100
22816 | T1 | NET MEXICO PIPELINE PARTNERS LLC | NET MEXICO PIPELINE SEGMENT IN STARR COUNTY | 42.49 MILES OF 16-48 INCH PIPE IN STARR COUNTY | Starr County | TX | 78536 | STARR | CN604936435 | RN110908928 | Cathodic protection; fusion-bonded epoxy (FBE) on the pipe surface; adhesive for top coat; and top coat consisting of polyethylene or polypropylene. | The following property is used 100% for pollution control and is installed to meet or exceed federal or state regulations: Cathodic protection; fusion-bonded epoxy (FBE) on the pipe surface; adhesive for top coat; and top coat consisting of polyethylene or polypropylene. | 2020-01-17 | 1848755 | 100
22817 | T1 | NET MEXICO PIPELINE PARTNERS LLC | NET MEXICO PIPELINE SEGMENT IN BROOKS COUNTY | 34.03 MILES OF 16-48 INCH PIPE IN BROOKS COUNTY | Brooks County | TX | 78353 | BROOKS | CN604936435 | RN110908936 | Cathodic protection; fusion-bonded epoxy (FBE) on the pipe surface; adhesive for top coat; and top coat consisting of polyethylene or polypropylene. | The following property is used 100% for pollution control and is installed to meet or exceed federal or state regulations: Cathodic protection; fusion-bonded epoxy (FBE) on the pipe surface; adhesive for top coat; and top coat consisting of polyethylene or polypropylene. | 2020-01-23 | 1697331 | 100
22818 | T1 | NET MEXICO PIPELINE PARTNERS LLC | NET MEXICO PIPELINE SEGMENT IN KLEBERG COUNTY | 13.53 MILES OF 16-48 INCH PIPE IN KLEBERG COUNTY | Kleberg County | TX | 78363 | KLEBERG | CN604936435 | RN110908944 | Cathodic protection; fusion-bonded epoxy (FBE) on the pipe surface; adhesive for top coat; and top coat consisting of polyethylene or polypropylene. | The following property is used 100% for pollution control and is installed to meet or exceed federal or state regulations: Cathodic protection; fusion-bonded epoxy (FBE) on the pipe surface; adhesive for top coat; and top coat consisting of polyethylene or polypropylene. | 2020-01-23 | 674742 | 100
22819 | T1 | NET MEXICO PIPELINE PARTNERS LLC | NET MEXICO PIPELINE SEGMENT IN JIM HOGG COUNTY | 4.30 MILES OF 16-48 INCH PIPE IN JIM HOGG COUNTY | Jim Hogg County | TX | 78360 | JIM HOGG | CN604936435 | RN110908951 | Cathodic protection; fusion-bonded epoxy (FBE) on the pipe surface; adhesive for top coat; and top coat consisting of polyethylene or polypropylene. | The following property is used 100% for pollution control and is installed to meet or exceed federal or state regulations: Cathodic protection; fusion-bonded epoxy (FBE) on the pipe surface; adhesive for top coat; and top coat consisting of polyethylene or polypropylene. | 2020-01-23 | 191123 | 100
22820 | T1 | NET MEXICO PIPELINE PARTNERS LLC | NET MEXICO PIPELINE SEGMENT IN JIM WELLS COUNTY | 19.58 MILES OF 16-48 INCH PIPE IN JIM WELLS COUNTY | Jim Wells County | TX | 78332 | JIM WELLS | CN604936435 | RN110908969 | Cathodic protection; fusion-bonded epoxy (FBE) on the pipe surface; adhesive for top coat; and top coat consisting of polyethylene or polypropylene. | The following property is used 100% for pollution control and is installed to meet or exceed federal or state regulations: Cathodic protection; fusion-bonded epoxy (FBE) on the pipe surface; adhesive for top coat; and top coat consisting of polyethylene or polypropylene. | 2020-01-23 | 954104 | 100
22821 | T1 | NET MEXICO PIPELINE PARTNERS LLC | NET MEXICO PIPELINE SEGMENT IN NUECES COUNTY | 25.23 MILES OF 16-48 INCH PIPE IN NUECES COUNTY | Nueces County | TX | 78347 | NUECES | CN604936435 | RN110908977 | Cathodic protection; fusion-bonded epoxy (FBE) on the pipe surface; adhesive for top coat; and top coat consisting of polyethylene or polypropylene. | The following property is used 100% for pollution control and is installed to meet or exceed federal or state regulations: Cathodic protection; fusion-bonded epoxy (FBE) on the pipe surface; adhesive for top coat; and top coat consisting of polyethylene or polypropylene. | 2020-01-23 | 825591 | 100
22822 | T1 | NET MEXICO PIPELINE PARTNERS LLC | NET MEXICO PIPELINE SEGMENT IN STARR COUNTY | 42.49 MILES OF 16-48 INCH PIPE IN STARR COUNTY | Starr County | TX | 78536 | STARR | CN604936435 | RN110908928 | The NET Mexico Pipeline the Pipeline is a 16 to 48-inch diameter, 120-mile natural gas pipeline The Pipeline transports gas from nine interconnects at the Agua Dulce Hub in Nueces County, Texas to a point near Rio Grande City, Texas in Starr County The Pipeline has a current design capacity of 21 Bcf/d and was placed into service in December 2014 Required runoff controls are essential to preventing polluted runoff from reaching surface waters of the State of Texas Immediately after disturbance of the soil, erosion controls are established and maintained throughout construction and operation of the Pipeline Slope breakers are placed to reduce runoff velocity and divert water off of the construction right-of-way Silt fences are slope breakers that consist of specially developed fabrics on supporting posts If left unchecked, sediment can clog the waterway and damage natural areas Sediment barriers are intended to stop the flow of sediments and to prevent the deposition of sediments into sensitive resources Silt fences are also used as sediment barriers, along with staked hay or straw bales Matting is applied for soil stabilization purposes on short, steep slopes where erosion hazard is high to resist forces of erosion during storm events Erosion during and after construction efforts can contribute large amounts of sediment and silt to runoff waters, which can deteriorate water quality and lead to the death of fish and other ecological concerns Environmental controls silt fence structures, diking, formations, bales, etc in the form of perimeter barriers for sediment and runoff control at the edge of disturbed areas prevent storm water runoff from moving offsite and contaminating surface waters of the State of Texas | Withdrawn by applicant | 2020-01-09 | 7764761 | 100
22823 | T1 | KOPPERS INC | KOPPERS INDUSTRIES | 290 COUNTY ROAD 423 | SOMERVILLE | TX | 77879 | BURLESON | CN602411605 | RN101993764 | 79,800 square feet of asphalt paving. | The following property is used 100% for pollution control and is installed to meet or exceed federal or state regulations: 79,800 square feet of asphalt paving. | 2020-02-07 | 177373 | 100
22824 | T1 | KOPPERS INC | KOPPERS INDUSTRIES | 290 COUNTY ROAD 423 | SOMERVILLE | TX | 77879 | BURLESON | CN602411605 | RN101993764 | Secondary containment consisting of curbed concrete containment with epoxy coating at the Drip Track/Pad and a concrete pad for spill containment under the Treating Cylinders. | The following property is used 100% for pollution control and is installed to meet or exceed federal or state regulations: Secondary containment consisting of curbed concrete containment with epoxy coating at the Drip Track/Pad and a concrete pad for spill containment under the Treating Cylinders. | 2020-02-04 | 1091667 | 100
22825 | T1 | LASALLE PIPELINE LP | LASALLE PIPELINE SEGMENT IN MCMULLEN COUNTY | 23.52 MILES OF 16-INCH PIPE IN MCMULLEN COUNTY | Mcmullen County | TX | 78072 | MCMULLEN | CN605618032 | RN110909033 | Intelligent pipeline inspection gauge (PIG) launcher located at 28°24’31.8” N 98°31’36.0” W. | The following property is used 100% for pollution control and is installed to meet or exceed federal or state regulations: Intelligent pipeline inspection gauge (PIG) launcher located at 28°24’31.8” N 98°31’36.0” W. | 2020-01-17 | 206335 | 100
22826 | T1 | ENTERPRISE PRODUCTS OPERATING LLC | BEAUMONT MARINE WEST TERMINAL | 6275 HIGHWAY 347 | BEAUMONT | TX | 77705 | JEFFERSON | CN603211277 | RN101042885 | Secondary containment consisting of an earthen berm covered with a 12 mil reinforced polyethylene liner and concrete basin around tanks 2123, 2124, 2125, 2126, 2127, and 2128. | The following property is used 100% for pollution control and is installed to meet or exceed federal or state regulations: Secondary containment consisting of an earthen berm covered with a 12 mil reinforced polyethylene liner and concrete basin around tanks 2123, 2124, 2125, 2126, 2127, and 2128. | 2020-01-06 | 2043648 | 100
22827 | T1 | ENTERPRISE PRODUCTS OPERATING LLC | BEAUMONT MARINE WEST TERMINAL | 6275 HIGHWAY 347 | BEAUMONT | TX | 77705 | JEFFERSON | CN603211277 | RN101042885 | Floating roofs with mechanical shoe primary seals and rim-mounted secondary seals on tanks 2123, 2124, 2125, 2126, 2127, and 2128. | The following property is used 100% for pollution control and is installed to meet or exceed federal or state regulations: Floating roofs with mechanical shoe primary seals and rim-mounted secondary seals on tanks 2123, 2124, 2125, 2126, 2127, and 2128. | 2020-01-06 | 12840906 | 100
22828 | T1 | WPX ENERGY PERMIAN LLC | TUNSTILL SWD SYSTEM | PIPELINES IN REEVES COUNTY TRANSPORTING SALTWATER | Reeves County | TX | 79770 | REEVES | CN603206582 | RN110919412 | 17.41 miles of 4-inch to 8-inch diameter piping that connects saltwater disposal wells. | The following property is used 100% for pollution control and is installed to meet or exceed federal or state regulations: 17.41 miles of 4-inch to 8-inch diameter piping that connects saltwater disposal wells. | 2020-01-06 | 3249110.57 | 100
22829 | T1 | CHEVRON PHILLIPS CHEMICAL COMPANY LP | DRILLING SPECIALTIES ALAMO PLANT | 5450 JEFFERSON CHEMICAL RD | CONROE | TX | 77301 | MONTGOMERY | CN600303614 | RN100216381 | Boiler Number 2 fuel gas BTU analyzer. | The following property is used 100% for pollution control and is installed to meet or exceed federal or state regulations: Boiler Number 2 fuel gas BTU analyzer. | 2020-03-06 | 316000 | 100
22830 | T1 | CHEVRON PHILLIPS CHEMICAL COMPANY LP | PASADENA PLASTICS COMPLEX | 1400 JEFFERSON | PASADENA | TX | 77506 | HARRIS | CN600303614 | RN102018322 | PE 7 Flare upgrade including replacement flare tip, retractable thermocouples, east blower foundation repair, replacement flare blowers, new variable frequency drive motors and drives, and new local and remote initiation system. | The following property is used 100% for pollution control and is installed to meet or exceed federal or state regulations: PE 7 Flare upgrade including replacement flare tip, retractable thermocouples, east blower foundation repair, replacement flare blowers, new variable frequency drive motors and drives, and new local and remote initiation system. | 2020-01-06 | 2270000 | 100
22831 | T1 | CHEVRON PHILLIPS CHEMICAL COMPANY LP | PASADENA PLASTICS COMPLEX | 1400 JEFFERSON | PASADENA | TX | 77506 | HARRIS | CN600303614 | RN102018322 | PE 6 Flare upgrade including variable frequency drive (VFD) cables and cable tray in the pipe rack at the flare yard, VFD cabinets in the electrical equipment building in the flare yard, replacement of motors in the flare blowers, optical monitoring cameras, and digital control system logic. | The following property is used 100% for pollution control and is installed to meet or exceed federal or state regulations: PE 6 Flare upgrade including variable frequency drive (VFD) cables and cable tray in the pipe rack at the flare yard, VFD cabinets in the electrical equipment building in the flare yard, replacement of motors in the flare blowers, optical monitoring cameras, and digital control system logic. | 2020-01-06 | 710000 | 100
22832 | T1 | CHEVRON PHILLIPS CHEMICAL COMPANY LP | PASADENA PLASTICS COMPLEX | 1400 JEFFERSON | PASADENA | TX | 77506 | HARRIS | CN600303614 | RN102018322 | PE 8 Flare upgrade including variable frequency drive (VFD) cables and cable tray in the pipe rack at the flare yard, VFD cabinets in the electrical equipment building in the flare yard, replacement of motors in the flare blowers, optical monitoring cameras, and digital control system logic. | The following property is used 100% for pollution control and is installed to meet or exceed federal or state regulations: PE 8 Flare upgrade including variable frequency drive (VFD) cables and cable tray in the pipe rack at the flare yard, VFD cabinets in the electrical equipment building in the flare yard, replacement of motors in the flare blowers, optical monitoring cameras, and digital control system logic. | 2020-01-06 | 710000 | 100
22833 | T1 | CHEVRON PHILLIPS CHEMICAL COMPANY LP | CHEVRON PHILLIPS CHEMICAL SWEENY OLD OCEAN FACILITIES | 21441 LOOP 419 | SWEENY | TX | 77480 | BRAZORIA | CN600303614 | RN100825249 | vent seals | Withdrawn by applicant | 2020-01-31 | 293000 | 100
22834 | T1 | CHEVRON PHILLIPS CHEMICAL COMPANY LP | CHEVRON PHILLIPS CHEMICAL SWEENY OLD OCEAN FACILITIES | 21441 LOOP 419 | SWEENY | TX | 77480 | BRAZORIA | CN600303614 | RN100825249 | Isobutane/nitrogen recovery unit | Withdrawn by applicant | 2020-01-31 | 21500000 | 100
22835 | T1 | CHEVRON PHILLIPS CHEMICAL COMPANY LP | CHEVRON PHILLIPS CHEMICAL SWEENY OLD OCEAN FACILITIES | 21441 LOOP 419 | SWEENY | TX | 77480 | BRAZORIA | CN600303614 | RN100825249 | Thermal oxidizer. | The following property is used 100% for pollution control and is installed to meet or exceed federal or state regulations: Thermal oxidizer | 2020-01-06 | 12500000 | 100
22836 | T1 | CHEVRON PHILLIPS CHEMICAL COMPANY LP | PHILLIPS 66 OLD OCEAN NGL FRACTIONATION PLANT | 8189 OLD FM 524 RD | SWEENY | TX | 77480 | BRAZORIA | CN600303614 | RN106603970 | Wastewater treatment equipment. | Withdrawn by applicant | 2020-12-19 | 1384519 | 100
22837 | T1 | PHILLIPS 66 COMPANY | BORGER REFINERY | 1 STATE HWY SPUR 119 NORTH | BORGER | TX | 79007 | HUTCHINSON | CN604065912 | RN102495884 | API separator in Unit 52, Oily Sands. | The following property is used 100% for pollution control and is installed to meet or exceed federal or state regulations: API separator in Unit 52, Oily Sands. | 2020-02-07 | 26000000 | 100
22838 | T1 | ENTERPRISE HOUSTON SHIP CHANNEL LP | HOUSTON TERMINAL | 15602A JACINTOPORT BLVD | HOUSTON | TX | 77015 | HARRIS | CN600129795 | RN100224740 | Vapor combustion unit. | The following property is used 100% for pollution control and is installed to meet or exceed federal or state regulations: Vapor combustion unit. | 2020-02-07 | 1800000 | 100
22839 | T1 | ORION ENGINEERED CARBONS LLC | ORANGE CARBON BLACK PLANT | 1513 ECHO AVE | ORANGE | TX | 77632 | ORANGE | CN600123988 | RN100209386 | Twelve particulate monitors and a tail gas emission control system consisting of a tail gas blower and ducting from process units to the thermal oxidizer, thermal oxidizer, air to air exchanger, cooling fan, and selective catalytic reactor with ammonia and injection grid. | The following property is used 100% for pollution control and is installed to meet or exceed federal or state regulations: Twelve particulate monitors and a tail gas emission control system consisting of a tail gas blower and ducting from process units to the thermal oxidizer, thermal oxidizer, air to air exchanger, cooling fan, and selective catalytic reactor with ammonia and injection grid. | 2020-03-09 | 16441000 | 100
22840 | T1 | ORION ENGINEERED CARBONS LLC | BORGER CARBON BLACK PLANT | Latitude = 35.668055, Longitude = -101.432777 | Hutchinson County | TX | 79007 | HUTCHINSON | CN600123988 | RN100209659 | Tail gas emission control system | The following property is used 100% for pollution control and is installed to meet or exceed federal or state regulations: 28 particulate monitors. | 2020-03-09 | 1444000 | 100
22841 | T2 | CHENIERE CORPUS CHRISTI PIPELINE LP | CHENIERE CORPUS CHRISTI PIPELINE | 23 MILES OF 48 INCH PIPELINE IN SAN PATRICIO COUNTY | San Patricio County | TX | 78358 | SAN PATRICIO | CN604135889 | RN110933520 | Nondestructive pipeline testing expenditures – Radiography | The following property is used 100% for pollution control and is installed to meet or exceed federal or state regulations: Nondestructive pipeline testing expenditures – Radiography | 2020-01-23 | 2780000 | 100
22842 | T1 | CHENIERE CORPUS CHRISTI PIPELINE LP | CHENIERE CORPUS CHRISTI PIPELINE | 23 MILES OF 48 INCH PIPELINE IN SAN PATRICIO COUNTY | San Patricio County | TX | 78358 | SAN PATRICIO | CN604135889 | RN110933538 | Cathodic protection and coating system consisting of fusion-bonded epoxy applied on the pipe surface, an adhesive for the top-coat applied to the pipe to ensure that the top-coat adheres to the pipe and the top-coat on the pipeline. | The following property is used 100% for pollution control and is installed to meet or exceed federal or state regulations: Cathodic protection and coating system consisting of fusion-bonded epoxy applied on the pipe surface, an adhesive for the top-coat applied to the pipe to ensure that the top-coat adheres to the pipe and the top-coat on the pipeline. | 2020-01-23 | 3120000 | 100
22843 | T1 | CHENIERE CORPUS CHRISTI PIPELINE LP | CHENIERE CORPUS CHRISTI PIPELINE | 23 MILES OF 48 INCH PIPELINE IN SAN PATRICIO COUNTY | San Patricio County | TX | 78358 | SAN PATRICIO | CN604135889 | RN110933546 | Emergency shutdown system consisting of a series of pipeline sensors and eight automatic shut off valves equipped with powered actuators. | The following property is used 100% for pollution control and is installed to meet or exceed federal or state regulations: Emergency shutdown system consisting of a series of pipeline sensors and eight automatic shut off valves equipped with powered actuators. | 2020-01-30 | 8000000 | 100
22844 | T1 | CHENIERE CORPUS CHRISTI PIPELINE LP | SINTON COMPRESSOR STATION | PROCEED N ON N VINEYARD AVE HIGHWAY 77 STARTING AT THE INTERSECTION OF HIGHWAY 188 AND N VINEYARD AVE HIGHWAY 77 IN SINTON FOR APPROXIMATELY 3.7 MI TURN L ONTO A PRIVATE PAVED RD THEN PROCEED NW FOR APPROXIMATELY 1.2 MI COMPRESSOR STATION WILL BE ON THE | San Patricio County | TX | 78387 | SAN PATRICIO | CN604135889 | RN106505720 | Pipeline Inspection Gauge (PIG) launcher and receivers. | The following property is used 100% for pollution control and is installed to meet or exceed federal or state regulations: Pipeline Inspection Gauge (PIG) launcher and receivers. | 2020-01-27 | 800000 | 100
22845 | T1 | EAGLE FORD PIPELINE LLC | EAGLE FORD PIPELINE SEGMENT IN MCMULLEN COUNTY | 37.14 MILES OF 16-30 INCH PIPE IN MCMULLEN COUNTY | Mcmullen County | TX | 78007 | MCMULLEN | CN604094508 | RN110908985 | Automatic shut-off valve at 28°17'28.5"N 98°37'07.0"W. | The following property is used 100% for pollution control and is installed to meet or exceed federal or state regulations: Automatic shut-off valve at 28°17'28.5"N 98°37'07.0"W. | 2020-02-24 | 300712 | 100
22846 | T1 | ONCOR ELECTRIC DELIVERY COMPANY LLC | LOVING SUBSTATION | 16 MI W OF KERMIT ON 302 MENTONE TX 79754 | Loving County | TX | 79754 | LOVING | CN603313842 | RN109631853 | Secondary containment comprised of a concrete pad around the transformer; an oil water separator; and a metal railing. | The following property is used 100% for pollution control and is installed to meet or exceed federal or state regulations: Secondary containment comprised of a concrete pad around the transformer; an oil water separator; and a metal railing. | 2020-01-23 | 34210 | 100
22847 | T1 | ONCOR ELECTRIC DELIVERY COMPANY LLC | CARROLLTON FRANKFORD SUBSTATION | 1632 W. FRANKFORD RD | Denton County | TX | 75007 | DENTON | CN603313842 | RN110935749 | Trench unit catastrophic secondary containment consisting of an earthen berm, trench containment unit, and separator that contains oil. | The following property is used 100% for pollution control and is installed to meet or exceed federal or state regulations: Trench unit catastrophic secondary containment consisting of an earthen berm, trench containment unit, and separator that contains oil. | 2020-01-23 | 89330 | 100
22848 | T1 | ONCOR ELECTRIC DELIVERY COMPANY LLC | YARBROUGH SUB | 9761 N FM 1053 | Ector County | TX | 79756 | ECTOR | CN603313842 | RN110935756 | Secondary containment comprised of a concrete pad around the transformer; an oil water separator; and a metal railing. | The following property is used 100% for pollution control and is installed to meet or exceed federal or state regulations: Secondary containment comprised of a concrete pad around the transformer; an oil water separator; and a metal railing. | 2020-01-23 | 33530 | 100
22849 | T1 | ONCOR ELECTRIC DELIVERY COMPANY LLC | KNOTT SUB BANK1 | Latitude = 32.414837, Longitude = -101.589434 | Howard County | TX | 79748 | HOWARD | CN603313842 | RN110935764 | Secondary containment comprised of a concrete pad around the transformer; an oil water separator; and a metal railing. | The following property is used 100% for pollution control and is installed to meet or exceed federal or state regulations: Secondary containment comprised of a concrete pad around the transformer; an oil water separator; and a metal railing. | 2020-01-23 | 33210 | 100
22850 | T1 | ONCOR ELECTRIC DELIVERY COMPANY LLC | IRVING GRANT STREET SUB 1 | 401 GRANT ST | Dallas County | TX | 75061 | DALLAS | CN603313842 | RN110935772 | Secondary containment comprised of a concrete pad around the transformer; an oil water separator; and a metal railing. | The following property is used 100% for pollution control and is installed to meet or exceed federal or state regulations: Secondary containment comprised of a concrete pad around the transformer; an oil water separator; and a metal railing. | 2020-01-23 | 28140 | 100
22851 | T1 | ONCOR ELECTRIC DELIVERY COMPANY LLC | HIGH SKY SUBSTATION | Latitude = 32.035863, Longitude = -102.248352 | Midland County | TX | 79707 | MIDLAND | CN603313842 | RN110935780 | Secondary containment comprised of a concrete pad around the transformer; an oil water separator; and a metal railing. | The following property is used 100% for pollution control and is installed to meet or exceed federal or state regulations: Secondary containment comprised of a concrete pad around the transformer; an oil water separator; and a metal railing. | 2020-01-23 | 32540 | 100
22852 | T1 | ONCOR ELECTRIC DELIVERY COMPANY LLC | BOURLAND SUBSTATION | Latitude = 32.569336, Longitude = -97.565803 | Parker County | TX | 76126 | PARKER | CN603313842 | RN110935798 | Trench unit catastrophic secondary containment consisting of an earthen berm, trench containment unit, and separator that contains oil and secondary containment comprised of a concrete pad around the transformer, an oil water separator, and a metal railing. | The following property is used 100% for pollution control and is installed to meet or exceed federal or state regulations: Trench unit catastrophic secondary containment consisting of an earthen berm, trench containment unit, and separator that contains oil and secondary containment comprised of a concrete pad around the transformer, an oil water separator, and a metal railing. | 2020-01-23 | 105131 | 100
22853 | T1 | ONCOR ELECTRIC DELIVERY COMPANY LLC | CASTILE HILLS SUB | Latitude = 31.828833, Longitude = -104.227214 | Culberson County | TX | 79772 | CULBERSON | CN603313842 | RN110935806 | Secondary containment comprised of a concrete pad around the transformer; an oil water separator; and a metal railing. | The following property is used 100% for pollution control and is installed to meet or exceed federal or state regulations: Secondary containment comprised of a concrete pad around the transformer; an oil water separator; and a metal railing. | 2020-01-23 | 34210 | 100
22854 | T1 | ONCOR ELECTRIC DELIVERY COMPANY LLC | CHEYENNE SUB 2 | Latitude = 31.934244, Longitude = -103.043331 | Winkler County | TX | 79745 | WINKLER | CN603313842 | RN110935814 | Secondary containment comprised of a concrete pad around the transformer; an oil water separator; and a metal railing. | The following property is used 100% for pollution control and is installed to meet or exceed federal or state regulations: Secondary containment comprised of a concrete pad around the transformer; an oil water separator; and a metal railing. | 2020-01-23 | 33120 | 100
22855 | T1 | ONCOR ELECTRIC DELIVERY COMPANY LLC | CORSICANA SUBSTATION | 901 N COMMERCE ST | CORSICANA | TX | 75110 | NAVARRO | CN603313842 | RN110935822 | Secondary containment comprised of a concrete pad around the transformer; an oil water separator; and a metal railing. | The following property is used 100% for pollution control and is installed to meet or exceed federal or state regulations: Secondary containment comprised of a concrete pad around the transformer; an oil water separator; and a metal railing. | 2020-01-23 | 27940 | 100
22856 | T1 | ONCOR ELECTRIC DELIVERY COMPANY LLC | COWDEN NORTH SUB | Latitude = 32.006777, Longitude = -102.495566 | Ector County | TX | 79741 | ECTOR | CN603313842 | RN110935830 | Secondary containment comprised of a concrete pad around the transformer; an oil water separator; and a metal railing. | The following property is used 100% for pollution control and is installed to meet or exceed federal or state regulations: Secondary containment comprised of a concrete pad around the transformer; an oil water separator; and a metal railing. | 2020-01-23 | 32540 | 100
22857 | T1 | ONCOR ELECTRIC DELIVERY COMPANY LLC | COYANOSA NW SUB 2 | 2718 FM 1450 | Reeves County | TX | 79730 | REEVES | CN603313842 | RN110935848 | Secondary containment comprised of a concrete pad around the transformer; an oil water separator; and a metal railing. | The following property is used 100% for pollution control and is installed to meet or exceed federal or state regulations: Secondary containment comprised of a concrete pad around the transformer; an oil water separator; and a metal railing. | 2020-01-23 | 33140 | 100
22858 | T1 | ONCOR ELECTRIC DELIVERY COMPANY LLC | CREEKSIDE SUBSTATION | 5310 CHIESA RD | Dallas County | TX | 75088 | DALLAS | CN603313842 | RN110935855 | Trench unit catastrophic secondary containment consisting of an earthen berm, trench containment unit, and separator that contains oil and secondary containment comprised of a concrete pad around the transformer, an oil water separator, and a metal railing. | The following property is used 100% for pollution control and is installed to meet or exceed federal or state regulations: Trench unit catastrophic secondary containment consisting of an earthen berm, trench containment unit, and separator that contains oil and secondary containment comprised of a concrete pad around the transformer, an oil water separator, and a metal railing. | 2020-01-24 | 106405 | 100
22859 | T1 | ONCOR ELECTRIC DELIVERY COMPANY LLC | ECTOR HARPER SUBSTATION1 | Latitude = 31.798322, Longitude = -102.528588 | Ector County | TX | 79763 | ECTOR | CN603313842 | RN110935863 | Secondary containment comprised of a concrete pad around the transformer; an oil water separator; and a metal railing. | The following property is used 100% for pollution control and is installed to meet or exceed federal or state regulations: Secondary containment comprised of a concrete pad around the transformer; an oil water separator; and a metal railing. | 2020-01-24 | 32540 | 100
22860 | T1 | ONCOR ELECTRIC DELIVERY COMPANY LLC | ELKTON SUBSTATION | 13790 CR 192 | Smith County | TX | 75703 | SMITH | CN603313842 | RN109627588 | Secondary containment comprised of a concrete pad around the transformer; an oil water separator; and a metal railing. | The following property is used 100% for pollution control and is installed to meet or exceed federal or state regulations: Secondary containment comprised of a concrete pad around the transformer; an oil water separator; and a metal railing. | 2020-01-27 | 14190 | 100
22861 | T1 | ONCOR ELECTRIC DELIVERY COMPANY LLC | FLOWER GROVE SUB | Latitude = 32.498688, Longitude = -101.677546 | Howard County | TX | 79713 | HOWARD | CN603313842 | RN110935871 | Secondary containment comprised of a concrete pad around the transformer; an oil water separator; and a metal railing. | The following property is used 100% for pollution control and is installed to meet or exceed federal or state regulations: Secondary containment comprised of a concrete pad around the transformer; an oil water separator; and a metal railing. | 2020-01-27 | 33210 | 100
22862 | T1 | ONCOR ELECTRIC DELIVERY COMPANY LLC | GRAVEL PIT SUBSTATION | Latitude = 31.833473, Longitude = -102.191182 | Midland County | TX | 79706 | MIDLAND | CN603313842 | RN110935889 | Secondary containment comprised of a concrete pad around the transformer; an oil water separator; and a metal railing. | The following property is used 100% for pollution control and is installed to meet or exceed federal or state regulations: Secondary containment comprised of a concrete pad around the transformer; an oil water separator; and a metal railing. | 2020-01-27 | 32540 | 100
22863 | T1 | ONCOR ELECTRIC DELIVERY COMPANY LLC | GREAT SW SUB | 2121 EXCHANGE DR. | Tarrant County | TX | 76011 | TARRANT | CN603313842 | RN110935897 | Trench unit catastrophic secondary containment consisting of an earthen berm, trench containment unit, and separator that contains oil and secondary containment comprised of a concrete pad around the transformer, an oil water separator, and a metal railing. | The following property is used 100% for pollution control and is installed to meet or exceed federal or state regulations: Trench unit catastrophic secondary containment consisting of an earthen berm, trench containment unit, and separator that contains oil and secondary containment comprised of a concrete pad around the transformer, an oil water separator, and a metal railing. | 2020-01-27 | 184363 | 100
22864 | T1 | ONCOR ELECTRIC DELIVERY COMPANY LLC | GREYS LAKE SUBSTATION | Latitude = 32.449745, Longitude = -95.23002 | Smith County | TX | 75708 | SMITH | CN603313842 | RN110648961 | Trench unit catastrophic secondary containment consisting of an earthen berm, trench containment unit, and separator that contains oil. | The following property is used 100% for pollution control and is installed to meet or exceed federal or state regulations: Trench unit catastrophic secondary containment consisting of an earthen berm, trench containment unit, and separator that contains oil. | 2020-01-27 | 87642 | 100
22865 | T1 | ONCOR ELECTRIC DELIVERY COMPANY LLC | ALKALI LAKE SUB 3 | Latitude = 32.37737, Longitude = -102.14188 | Martin County | TX | 79783 | MARTIN | CN603313842 | RN110935905 | Secondary containment comprised of a concrete pad around the transformer; an oil water separator; and a metal railing. | The following property is used 100% for pollution control and is installed to meet or exceed federal or state regulations: Secondary containment comprised of a concrete pad around the transformer; an oil water separator; and a metal railing. | 2020-01-27 | 32540 | 100
22866 | T1 | ONCOR ELECTRIC DELIVERY COMPANY LLC | MARIENSFIELD 138-25KV SUB | 1925 FM 1187 | Tarrant County | TX | 76063 | TARRANT | CN603313842 | RN110935913 | Secondary containment comprised of a concrete pad around the transformer; an oil water separator; and a metal railing. | The following property is used 100% for pollution control and is installed to meet or exceed federal or state regulations: Secondary containment comprised of a concrete pad around the transformer; an oil water separator; and a metal railing. | 2020-01-27 | 32540 | 100
22867 | T1 | ONCOR ELECTRIC DELIVERY COMPANY LLC | MARLIN SUBSTATION 2 | 157 LIVE OAK ST, P.O.DRAWER 630 | Falls County | TX | 76661 | FALLS | CN603313842 | RN110935921 | Secondary containment comprised of a concrete pad around the transformer; an oil water separator; and a metal railing. | The following property is used 100% for pollution control and is installed to meet or exceed federal or state regulations: Secondary containment comprised of a concrete pad around the transformer; an oil water separator; and a metal railing. | 2020-01-27 | 34014 | 100
22868 | T1 | ONCOR ELECTRIC DELIVERY COMPANY LLC | MAVERICK DRAW SUB | Latitude = 31.666319, Longitude = -104.118791 | Culberson County | TX | 79772 | CULBERSON | CN603313842 | RN110935939 | Secondary containment comprised of a concrete pad around the transformer; an oil water separator; and a metal railing. | The following property is used 100% for pollution control and is installed to meet or exceed federal or state regulations: Secondary containment comprised of a concrete pad around the transformer; an oil water separator; and a metal railing. | 2020-01-27 | 34210 | 100
22869 | T1 | ONCOR ELECTRIC DELIVERY COMPANY LLC | WHITE SETTLEMENT SWITCH | 530 BOMBER RD. | Tarrant County | TX | 76108 | TARRANT | CN603313842 | RN110935947 | Secondary containment comprised of a concrete pad around the transformer; an oil water separator; and a metal railing. | The following property is used 100% for pollution control and is installed to meet or exceed federal or state regulations: Secondary containment comprised of a concrete pad around the transformer; an oil water separator; and a metal railing. | 2020-01-27 | 29240 | 100
22870 | T1 | ONCOR ELECTRIC DELIVERY COMPANY LLC | WEST NETWORK | 913 N INDUSTRIAL AVE - ADDRESS IS NON-EXISTANT. 913 S. INDUSTRIAL AVE TURNS INTO 913 N. INSUSTRIAL AVE/913 N. RIVERFRONT BLVD | Dallas County | TX | 75207 | DALLAS | CN603313842 | RN110935954 | Repair of metal railing for secondary containment. | The following property is used 100% for pollution control and is installed to meet or exceed federal or state regulations: Repair of metal railing for secondary containment. | 2020-01-27 | 3212 | 100
22871 | T1 | ONCOR ELECTRIC DELIVERY COMPANY LLC | VEST SUBSTATION 1 | Latitude = 31.769856, Longitude = -103.035245 | Winkler County | TX | 79745 | WINKLER | CN603313842 | RN110935962 | Extension of concrete pad around the transformer for secondary containment. | The following property is used 100% for pollution control and is installed to meet or exceed federal or state regulations: Extension of concrete pad around the transformer for secondary containment. | 2020-01-27 | 14240 | 100
22872 | T1 | ONCOR ELECTRIC DELIVERY COMPANY LLC | TYLER NORTHEAST | 6153 U.S. HWY. 69 N. | Smith County | TX | 75706 | SMITH | CN603313842 | RN110935970 | Trench unit catastrophic secondary containment consisting of an earthen berm, trench containment unit, and separator that contains oil. | The following property is used 100% for pollution control and is installed to meet or exceed federal or state regulations: Trench unit catastrophic secondary containment consisting of an earthen berm, trench containment unit, and separator that contains oil. | 2020-01-27 | 132850 | 100
22873 | T1 | ONCOR ELECTRIC DELIVERY COMPANY LLC | SYCAMORE CREEK SUB 3 | 9800 CROWLEY RD. | Tarrant County | TX | 76134 | TARRANT | CN603313842 | RN110935988 | Secondary containment comprised of a concrete pad around the transformer; an oil water separator; and a metal railing. | The following property is used 100% for pollution control and is installed to meet or exceed federal or state regulations: Secondary containment comprised of a concrete pad around the transformer; an oil water separator; and a metal railing. | 2020-01-27 | 43220 | 100
22874 | T1 | ONCOR ELECTRIC DELIVERY COMPANY LLC | STONE CREEK SUBSTATION | 2002 WEST MOORE ST | Grayson County | TX | 75092 | GRAYSON | CN603313842 | RN110935996 | Trench unit catastrophic secondary containment consisting of an earthen berm, trench containment unit, and separator that contains oil and secondary containment comprised of a concrete pad around the transformer, an oil water separator, and a metal railing. | The following property is used 100% for pollution control and is installed to meet or exceed federal or state regulations: Trench unit catastrophic secondary containment consisting of an earthen berm, trench containment unit, and separator that contains oil and secondary containment comprised of a concrete pad around the transformer, an oil water separator, and a metal railing. | 2020-02-04 | 125885 | 100
22875 | T1 | ONCOR ELECTRIC DELIVERY COMPANY LLC | STERRETT SUBSTATION | 1001 LOFTLAND DR | WAXAHACHIE | TX | 75165 | ELLIS | CN603313842 | RN109631275 | Secondary containment comprised of a concrete pad around the transformer; an oil water separator; and a metal railing. | The following property is used 100% for pollution control and is installed to meet or exceed federal or state regulations: Secondary containment comprised of a concrete pad around the transformer; an oil water separator; and a metal railing. | 2020-01-27 | 55780 | 100
22876 | T1 | ONCOR ELECTRIC DELIVERY COMPANY LLC | RENTAL CAR SUBSTATION | ESTELLE CREEK CT | Dallas County | TX | 75038 | DALLAS | CN603313842 | RN110936002 | Secondary containment comprised of a concrete pad around the transformer; an oil water separator; and a metal railing. | The following property is used 100% for pollution control and is installed to meet or exceed federal or state regulations: Secondary containment comprised of a concrete pad around the transformer; an oil water separator; and a metal railing. | 2020-01-27 | 56480 | 100
22877 | T1 | ONCOR ELECTRIC DELIVERY COMPANY LLC | POWELL SUBSTATION | Latitude = 32.124331, Longitude = -96.296698 | Navarro County | TX | 75144 | NAVARRO | CN603313842 | RN110936010 | Secondary containment comprised of a concrete pad around the transformer; an oil water separator; and a metal railing. | The following property is used 100% for pollution control and is installed to meet or exceed federal or state regulations: Secondary containment comprised of a concrete pad around the transformer; an oil water separator; and a metal railing. | 2020-01-27 | 26290 | 100
22878 | T1 | ONCOR ELECTRIC DELIVERY COMPANY LLC | PLOWBOY SUB1 | Latitude = 32.447361, Longitude = -100.522303 | Nolan County | TX | 79545 | NOLAN | CN603313842 | RN110936028 | Secondary containment comprised of a concrete pad around the transformer; an oil water separator; and a metal railing. | The following property is used 100% for pollution control and is installed to meet or exceed federal or state regulations: Secondary containment comprised of a concrete pad around the transformer; an oil water separator; and a metal railing. | 2020-01-27 | 33210 | 100
22879 | T1 | ONCOR ELECTRIC DELIVERY COMPANY LLC | PEGASUS SOUTH SUB 1 | Latitude = 31.662799, Longitude = -102.22513 | Midland County | TX | 79766 | MIDLAND | CN603313842 | RN110936036 | Secondary containment comprised of a concrete pad extension around the transformer; an oil water separator; and a metal railing. | The following property is used 100% for pollution control and is installed to meet or exceed federal or state regulations: Secondary containment comprised of a concrete pad around the transformer; an oil water separator; and a metal railing. | 2020-01-27 | 13675 | 100
22880 | T1 | ONCOR ELECTRIC DELIVERY COMPANY LLC | ODESSA NORTH 5 | 3400 W COUNTY RD. | Ector County | TX | 79764 | ECTOR | CN603313842 | RN110936044 | Secondary containment comprised of a concrete pad around the transformer; an oil water separator; and a metal railing. | The following property is used 100% for pollution control and is installed to meet or exceed federal or state regulations: Secondary containment comprised of a concrete pad around the transformer; an oil water separator; and a metal railing. | 2020-01-27 | 32540 | 100
22881 | T1 | ONCOR ELECTRIC DELIVERY COMPANY LLC | NORTHAVEN SWITCH | 5700 NORTHAVEN | Dallas County | TX | 75230 | DALLAS | CN603313842 | RN110936051 | Trench unit catastrophic secondary containment consisting of an earthen berm, trench containment unit, and separator that contains oil and secondary containment comprised of a concrete pad around the transformer, an oil water separator, and a metal railing. | The following property is used 100% for pollution control and is installed to meet or exceed federal or state regulations: Trench unit catastrophic secondary containment consisting of an earthen berm, trench containment unit, and separator that contains oil and secondary containment comprised of a concrete pad around the transformer, an oil water separator, and a metal railing. | 2020-01-27 | 148229 | 100
22882 | T1 | ONCOR ELECTRIC DELIVERY COMPANY LLC | MOOREHEAD SUB CAMPBELL SUB | Latitude = 33.687833, Longitude = -95.553833 | Lamar County | TX | 75460 | LAMAR | CN603313842 | RN110936069 | Secondary containment comprised of a concrete pad around the transformer; an oil water separator; and a metal railing. | The following property is used 100% for pollution control and is installed to meet or exceed federal or state regulations: Secondary containment comprised of a concrete pad around the transformer; an oil water separator; and a metal railing. | 2020-01-27 | 55780 | 100
22883 | T1 | ONCOR ELECTRIC DELIVERY COMPANY LLC | MIDESSA SUB 2 | Latitude = 31.967094, Longitude = -102.17524 | Midland County | TX | 79706 | MIDLAND | CN603313842 | RN110936077 | Secondary containment comprised of a concrete pad around the transformer; an oil water separator; and a metal railing. | The following property is used 100% for pollution control and is installed to meet or exceed federal or state regulations: Secondary containment comprised of a concrete pad around the transformer; an oil water separator; and a metal railing. | 2020-01-27 | 32540 | 100
22884 | T1 | RAVEN BUTENE-1 LLC | RAVEN PLANT | 9300 NEEDLEPOINT RD | BAYTOWN | TX | 77521 | HARRIS | CN604933655 | RN110461415 | Vapor Recovery Unit - VRU SK-522 consisting of an Aereon rotary screw reciprocating compressor, motor, wiring, electronics, and associated equipment, mounted to an industrial structural skid. | The following property is used 100% for pollution control and is installed to meet or exceed federal or state regulations: Vapor Recovery Unit - VRU SK-522 consisting of an Aereon rotary screw reciprocating compressor, motor, wiring, electronics, and associated equipment, mounted to an industrial structural skid. | 2020-03-24 | 208028 | 100
22885 | T1 | ENCANA OIL & GAS USA INC | WINDHAM 38-1 SWD | Latitude = 31.73598, Longitude = -102.12801 | Midland County | TX | 79766 | MIDLAND | CN601451149 | RN109815647 | Noncommercial saltwater disposal facility comprised of a gun barrel tank, equalization tanks, booster or transfer pump, high-pressure pump, and Class II disposal well. | The following property is used 100% for pollution control and is installed to meet or exceed federal or state regulations: Noncommercial saltwater disposal facility comprised of a gun barrel tank, equalization tanks, booster or transfer pump, high-pressure pump, and Class II disposal well. | 2020-01-29 | 498780 | 100
22886 | T1 | ENCANA OIL & GAS USA INC | WINDHAM 33-3 SWD | Latitude = 31.761777, Longitude = -102.104639 | Midland County | TX | 79706 | MIDLAND | CN601451149 | RN109944819 | Noncommercial saltwater disposal facility comprised of a gun barrel tank, equalization tanks, booster or transfer pump, high-pressure pump, and Class II disposal well. | The following property is used 100% for pollution control and is installed to meet or exceed federal or state regulations: Noncommercial saltwater disposal facility comprised of a gun barrel tank, equalization tanks, booster or transfer pump, high-pressure pump, and Class II disposal well. | 2020-02-10 | 438590 | 100
22887 | T1 | ENCANA OIL & GAS USA INC | WINDHAM 2-2 SWD | Latitude = 31.73473, Longitude = -102.08999 | Midland County | TX | 79706 | MIDLAND | CN601451149 | RN110373966 | Noncommercial saltwater disposal facility comprised of a gun barrel tank, equalization tanks, booster or transfer pump, high-pressure pump, and Class II disposal well. | The following property is used 100% for pollution control and is installed to meet or exceed federal or state regulations: Noncommercial saltwater disposal facility comprised of a gun barrel tank, equalization tanks, booster or transfer pump, high-pressure pump, and Class II disposal well. | 2020-01-29 | 448310 | 100
22888 | T1 | ENCANA OIL & GAS USA INC | UNIVERSITY 14-7-3D SWD | Latitude = 32.423919, Longitude = -102.176137 | Martin County | TX | 79331 | MARTIN | CN601451149 | RN109944579 | Noncommercial saltwater disposal facility comprised of a gun barrel tank, equalization tanks, booster or transfer pump, high-pressure pump, and Class II disposal well. | The following property is used 100% for pollution control and is installed to meet or exceed federal or state regulations: Noncommercial saltwater disposal facility comprised of a gun barrel tank, equalization tanks, booster or transfer pump, high-pressure pump, and Class II disposal well. | 2020-02-10 | 310160 | 100
22889 | T1 | ENCANA OIL & GAS USA INC | NEAL 39 2 | Latitude = 31.535385, Longitude = -102.051526 | Upton County | TX | 79755 | UPTON | CN601451149 | RN110193737 | Noncommercial saltwater disposal facility comprised of a gun barrel tank, equalization tanks, booster or transfer pump, high-pressure pump, and Class II disposal well. | The following property is used 100% for pollution control and is installed to meet or exceed federal or state regulations: Noncommercial saltwater disposal facility comprised of a gun barrel tank, equalization tanks, booster or transfer pump, high-pressure pump, and Class II disposal well. | 2020-01-29 | 399080 | 100
22890 | T1 | ENCANA OIL & GAS USA INC | MABEE 2-5 SWD | Latitude = 32.343032, Longitude = -102.138997 | Martin County | TX | 79783 | MARTIN | CN601451149 | RN109939462 | Noncommercial saltwater disposal facility comprised of a gun barrel tank, equalization tanks, booster or transfer pump, high-pressure pump, and Class II disposal well. | The following property is used 100% for pollution control and is installed to meet or exceed federal or state regulations: Noncommercial saltwater disposal facility comprised of a gun barrel tank, equalization tanks, booster or transfer pump, high-pressure pump, and Class II disposal well. | 2020-01-29 | 455190 | 100
22891 | T1 | ENCANA OIL & GAS USA INC | HOLT RANCH 17 SWD | Latitude = 32.313498, Longitude = -102.105616 | Martin County | TX | 79783 | MARTIN | CN601451149 | RN109938266 | Noncommercial saltwater disposal facility comprised of a gun barrel tank, equalization tanks, booster or transfer pump, high-pressure pump, and Class II disposal well. | The following property is used 100% for pollution control and is installed to meet or exceed federal or state regulations: Noncommercial saltwater disposal facility comprised of a gun barrel tank, equalization tanks, booster or transfer pump, high-pressure pump, and Class II disposal well. | 2020-02-04 | 380120 | 100
22892 | T1 | ENCANA OIL & GAS USA INC | HALFMANN 36 SWD BATTERY | Latitude = 31.776901, Longitude = -101.55753 | Glasscock County | TX | 79739 | GLASSCOCK | CN601451149 | RN109938043 | Noncommercial saltwater disposal facility comprised of a gun barrel tank, equalization tanks, booster or transfer pump, high-pressure pump, and Class II disposal well. | The following property is used 100% for pollution control and is installed to meet or exceed federal or state regulations: Noncommercial saltwater disposal facility comprised of a gun barrel tank, equalization tanks, booster or transfer pump, high-pressure pump, and Class II disposal well. | 2020-02-04 | 326290 | 100
22893 | T1 | ENCANA OIL & GAS USA INC | GLASS SWD | Latitude = 32.12143, Longitude = -101.480367 | Howard County | TX | 79720 | HOWARD | CN601451149 | RN110193695 | Noncommercial saltwater disposal facility comprised of a gun barrel tank, equalization tanks, booster or transfer pump, high-pressure pump, and Class II disposal well. | The following property is used 100% for pollution control and is installed to meet or exceed federal or state regulations: Noncommercial saltwater disposal facility comprised of a gun barrel tank, equalization tanks, booster or transfer pump, high-pressure pump, and Class II disposal well. | 2020-02-04 | 390310 | 100
22894 | T1 | ENCANA OIL & GAS USA INC | DOROTHY FAYE K D1 SWD & DOROTHY FAYE K 12 | Latitude = 32.31004, Longitude = -102.156094 | Martin County | TX | 79783 | MARTIN | CN601451149 | RN110193687 | Noncommercial saltwater disposal facility comprised of a gun barrel tank, equalization tanks, booster or transfer pump, high-pressure pump, and Class II disposal well. | The following property is used 100% for pollution control and is installed to meet or exceed federal or state regulations: Noncommercial saltwater disposal facility comprised of a gun barrel tank, equalization tanks, booster or transfer pump, high-pressure pump, and Class II disposal well. | 2020-02-04 | 661980 | 100
22895 | T1 | ENCANA OIL & GAS USA INC | DAVIDSON 36-3 SWD | Latitude = 31.627964, Longitude = -102.054331 | Midland County | TX | 79706 | MIDLAND | CN601451149 | RN109934539 | Noncommercial saltwater disposal facility comprised of a gun barrel tank, equalization tanks, booster or transfer pump, high-pressure pump, and Class II disposal well. | The following property is used 100% for pollution control and is installed to meet or exceed federal or state regulations: Noncommercial saltwater disposal facility comprised of a gun barrel tank, equalization tanks, booster or transfer pump, high-pressure pump, and Class II disposal well. | 2020-02-10 | 486970 | 100
22896 | T1 | ENCANA OIL & GAS USA INC | DAVIDSON 27-01 SWD | Latitude = 31.676369, Longitude = -102.092 | Midland County | TX | 79706 | MIDLAND | CN601451149 | RN109934513 | Noncommercial saltwater disposal facility comprised of a gun barrel tank, equalization tanks, booster or transfer pump, high-pressure pump, and Class II disposal well. | The following property is used 100% for pollution control and is installed to meet or exceed federal or state regulations: Noncommercial saltwater disposal facility comprised of a gun barrel tank, equalization tanks, booster or transfer pump, high-pressure pump, and Class II disposal well. | 2020-02-04 | 421420 | 100
22897 | T1 | ENCANA OIL & GAS USA INC | COWDEN 32-4 SWD | Latitude = 31.674469, Longitude = -102.026047 | Midland County | TX | 79755 | MIDLAND | CN601451149 | RN109835561 | Noncommercial saltwater disposal facility comprised of a gun barrel tank, equalization tanks, booster or transfer pump, high-pressure pump, and Class II disposal well. | The following property is used 100% for pollution control and is installed to meet or exceed federal or state regulations: Noncommercial saltwater disposal facility comprised of a gun barrel tank, equalization tanks, booster or transfer pump, high-pressure pump, and Class II disposal well. | 2020-02-04 | 498780 | 100
22898 | T1 | ENCANA OIL & GAS USA INC | COWDEN 30-11 SWD | Latitude = 31.678103, Longitude = -102.035206 | Midland County | TX | 79706 | MIDLAND | CN601451149 | RN109934398 | Noncommercial saltwater disposal facility comprised of a gun barrel tank, equalization tanks, booster or transfer pump, high-pressure pump, and Class II disposal well. | The following property is used 100% for pollution control and is installed to meet or exceed federal or state regulations: Noncommercial saltwater disposal facility comprised of a gun barrel tank, equalization tanks, booster or transfer pump, high-pressure pump, and Class II disposal well. | 2020-02-04 | 438590 | 100
22899 | T1 | ENCANA OIL & GAS USA INC | COOKBOOKS 1024 SWD BATTERY | Latitude = 31.712881, Longitude = -101.44 | Glasscock County | TX | 79739 | GLASSCOCK | CN601451149 | RN109933804 | Noncommercial saltwater disposal facility comprised of a gun barrel tank, equalization tanks, booster or transfer pump, high-pressure pump, and Class II disposal well. | The following property is used 100% for pollution control and is installed to meet or exceed federal or state regulations: Noncommercial saltwater disposal facility comprised of a gun barrel tank, equalization tanks, booster or transfer pump, high-pressure pump, and Class II disposal well. | 2020-02-04 | 334950 | 100
22900 | T1 | ENCANA OIL & GAS USA INC | BUCKNER 4 SWD | Latitude = 31.700169, Longitude = -101.607817 | Glasscock County | TX | 79739 | GLASSCOCK | CN601451149 | RN109933499 | Noncommercial saltwater disposal facility comprised of a gun barrel tank, equalization tanks, booster or transfer pump, high-pressure pump, and Class II disposal well. | The following property is used 100% for pollution control and is installed to meet or exceed federal or state regulations: Noncommercial saltwater disposal facility comprised of a gun barrel tank, equalization tanks, booster or transfer pump, high-pressure pump, and Class II disposal well. | 2020-02-06 | 376290 | 100
22901 | T1 | ENCANA OIL & GAS USA INC | BRAUN 06-01 SWD BATTERY | Latitude = 31.73549, Longitude = -102.053233 | Midland County | TX | 79706 | MIDLAND | CN601451149 | RN109932780 | Noncommercial saltwater disposal facility comprised of a gun barrel tank, equalization tanks, booster or transfer pump, high-pressure pump, and Class II disposal well. | The following property is used 100% for pollution control and is installed to meet or exceed federal or state regulations: Noncommercial saltwater disposal facility comprised of a gun barrel tank, equalization tanks, booster or transfer pump, high-pressure pump, and Class II disposal well. | 2020-02-06 | 334950 | 100
22902 | T1 | STATELINE PROCESSING LLC | COUNTY LINE PROCESSING PLANT | Latitude = 31.870244, Longitude = -103.868664 | Reeves County | TX | 79772 | REEVES | CN605416460 | RN109946202 | Thermal oxidizer. | The following property is used 100% for pollution control and is installed to meet or exceed federal or state regulations: Thermal oxidizer. | 2020-02-06 | 990000 | 100
22903 | T1 | STATELINE PROCESSING LLC | COUNTY LINE PROCESSING PLANT | Latitude = 31.870244, Longitude = -103.868664 | Reeves County | TX | 79772 | REEVES | CN605416460 | RN109946202 | Three catalytic oxidizers and three air/fuel ratio controllers on three Caterpillar G3616 LE compressor engines. | The following property is used 100% for pollution control and is installed to meet or exceed federal or state regulations: Three catalytic oxidizers and three air/fuel ratio controllers on three Caterpillar G3616 LE compressor engines. | 2020-02-06 | 1674000 | 100
22904 | T1 | ALTUS MIDSTREAM GATHERING LP | JADE CS | FROM TOYAH TX TAKE CR 2903 SOUTH FOR 0.5 MILES TURN RIGHT ONTO CR 328 FOR 8.5 MILES SITE WILL BE ON LEFT | Reeves County | TX | 79785 | REEVES | CN605667799 | RN110277894 | Flare, the incremental cost difference for three low NOx burners versus similar burners without NOx controls, catalytic converters for stationary compression on the CAT 3606 and 3612 engines, and flare/vapor combustor (BTEX Unit). | The following property is used 100% for pollution control and is installed to meet or exceed federal or state regulations: Flare, the incremental cost difference for three low NOx burners versus similar burners without NOx controls, catalytic converters for stationary compression on the CAT 3606 and 3612 engines, and flare/vapor combustor (BTEX Unit). | 2020-01-27 | 1434000 | 100
22905 | T1 | EL PASO ELECTRIC COMPANY | MONTANA POWER STATION | 13511B MONTANA AVE | EL PASO | TX | 79938 | EL PASO | CN600352819 | RN106392624 | Sampling and monitoring equipment consisting of NOx 0-10/150PPM analyzers, CO2 0-20/1000PPM analyzers, CO2 0-25% analyzers, CO2 0-20% analyzers, NOx 0-100PPM analyzers, sample handling systems, flowmeters, four CEMS buildings, Montana Server 1 (MTSV1), server ethernet switches, dataloggers, HVAC for the CEMS, and sampling ports on four exhaust stacks. | The following property is used 100% for pollution control and is installed to meet or exceed federal or state regulations: Sampling and monitoring equipment consisting of NOx 0-10/150PPM analyzers, CO2 0-20/1000PPM analyzers, CO2 0-25% analyzers, CO2 0-20% analyzers, NOx 0-100PPM analyzers, sample handling systems, flowmeters, four CEMS buildings, Montana Server 1 (MTSV1), server ethernet switches, dataloggers, HVAC for the CEMS, and sampling ports on four exhaust stacks. | 2020-03-05 | 6807200 | 100
22906 | T1 | CORPUS CHRISTI LIQUEFACTION LLC | CORPUS CHRISTI LIQUEFACTION | 622 HWY 35 | GREGORY | TX | 78359 | SAN PATRICIO | CN604136374 | RN104104716 | Stormwater collection and control equipment including the outside the battery limits impoundment basin including pumps, sump and sump pumps stormwater drains, associated stormwater piping, and the stormwater outfall the jetty impoundment basin including associated pumps and piping and the diked or curbed secondary containment pads with valves around equipment that contains significant amounts of hydrocarbons or amine. | The following property is used 100% for pollution control and is installed to meet or exceed federal or state regulations: Stormwater collection and control equipment including the outside the battery limits impoundment basin including pumps, sump and sump pumps stormwater drains, associated stormwater piping, and the stormwater outfall the jetty impoundment basin including associated pumps and piping and the diked or curbed secondary containment pads with valves around equipment that contains significant amounts of hydrocarbons or amine. | 2020-02-21 | 28700000 | 100
22907 | T1 | CORPUS CHRISTI LIQUEFACTION LLC | CORPUS CHRISTI LIQUEFACTION | 622 HWY 35 | GREGORY | TX | 78359 | SAN PATRICIO | CN604136374 | RN104104716 | Process wastewater/oily water collection system including the wastewater tank, containment pad and associated pumps and pipes, the wash down pad, oily water sump, and the three compressor area collection tanks and containment pads. | The following property is used 100% for pollution control and is installed to meet or exceed federal or state regulations: Process wastewater/oily water collection system including the wastewater tank, containment pad and associated pumps and pipes, the wash down pad, oily water sump, and the three compressor area collection tanks and containment pads. | 2020-02-07 | 2500000 | 100
22908 | T1 | CORPUS CHRISTI LIQUEFACTION LLC | CORPUS CHRISTI LIQUEFACTION | 622 HWY 35 | GREGORY | TX | 78359 | SAN PATRICIO | CN604136374 | RN104104716 | Fuel injection system on Diesel Firewater Pump 2. | The following property is used 100% for pollution control and is installed to meet or exceed federal or state regulations: Fuel injection system on Diesel Firewater Pump 2. | 2020-02-10 | 127500 | 100
22909 | T1 | CORPUS CHRISTI LIQUEFACTION LLC | CORPUS CHRISTI LIQUEFACTION | 622 HWY 35 | GREGORY | TX | 78359 | SAN PATRICIO | CN604136374 | RN104104716 | Fuel injection system on Diesel Firewater Pump 1. | The following property is used 100% for pollution control and is installed to meet or exceed federal or state regulations: Fuel injection system on Diesel Firewater Pump 1. | 2020-02-10 | 127500 | 100
22910 | T1 | CORPUS CHRISTI LIQUEFACTION LLC | CORPUS CHRISTI LIQUEFACTION | 622 HWY 35 | GREGORY | TX | 78359 | SAN PATRICIO | CN604136374 | RN104104716 | Internal floating roof and seals for condensate storage tank IFRTK1. | The following property is used 100% for pollution control and is installed to meet or exceed federal or state regulations: Internal floating roof and seals for condensate storage tank IFRTK1. | 2020-02-07 | 400000 | 100
22911 | T1 | CROWN CORK & SEAL USA INC | CROWN CORK & SEAL | 2501 N FRAZIER ST | CONROE | TX | 77303 | MONTGOMERY | CN602717332 | RN100711118 | Regenerative thermal oxidizer. | The following property is used 100% for pollution control and is installed to meet or exceed federal or state regulations: Regenerative thermal oxidizer. | 2020-02-06 | 1786345.44 | 100
22912 | T1 | CORPUS CHRISTI LIQUEFACTION LLC | CORPUS CHRISTI LIQUEFACTION | 622 HWY 35 | GREGORY | TX | 78359 | SAN PATRICIO | CN604136374 | RN104104716 | Electronically controlled fuel injection system on Standby Generator Gen 4. | The following property is used 100% for pollution control and is installed to meet or exceed federal or state regulations: Electronically controlled fuel injection system on Standby Generator Gen 4. | 2020-02-11 | 772500 | 100
22913 | T1 | CORPUS CHRISTI LIQUEFACTION LLC | CORPUS CHRISTI LIQUEFACTION | 622 HWY 35 | GREGORY | TX | 78359 | SAN PATRICIO | CN604136374 | RN104104716 | Electronically controlled fuel injection system on Standby Generator Gen 3. | The following property is used 100% for pollution control and is installed to meet or exceed federal or state regulations: Electronically controlled fuel injection system on Standby Generator Gen 3. | 2020-02-11 | 772500 | 100
22914 | T1 | CORPUS CHRISTI LIQUEFACTION LLC | CORPUS CHRISTI LIQUEFACTION | 622 HWY 35 | GREGORY | TX | 78359 | SAN PATRICIO | CN604136374 | RN104104716 | Electronically controlled fuel injection system on Standby Generator Gen 2. | The following property is used 100% for pollution control and is installed to meet or exceed federal or state regulations: Electronically controlled fuel injection system on Standby Generator Gen 2. | 2020-02-11 | 772500 | 100
22915 | T1 | CORPUS CHRISTI LIQUEFACTION LLC | CORPUS CHRISTI LIQUEFACTION | 622 HWY 35 | GREGORY | TX | 78359 | SAN PATRICIO | CN604136374 | RN104104716 | Electronically controlled fuel injection system on Standby Generator Gen 1. | The following property is used 100% for pollution control and is installed to meet or exceed federal or state regulations: Electronically controlled fuel injection system on Standby Generator Gen 1. | 2020-02-11 | 772500 | 100
22916 | T1 | CORPUS CHRISTI LIQUEFACTION LLC | CORPUS CHRISTI LIQUEFACTION | 622 HWY 35 | GREGORY | TX | 78359 | SAN PATRICIO | CN604136374 | RN104104716 | Exhaust stacks for train 3 methane gas turbines TRB17 and TRB18. | The following property is used 100% for pollution control and is installed to meet or exceed federal or state regulations:Exhaust stacks for train 3 methane gas turbines TRB17 and TRB18. | 2020-02-21 | 12819295 | 100
22917 | T1 | CORPUS CHRISTI LIQUEFACTION LLC | CORPUS CHRISTI LIQUEFACTION | 622 HWY 35 | GREGORY | TX | 78359 | SAN PATRICIO | CN604136374 | RN104104716 | Exhaust stacks for train 3 ethylene gas turbines TRB11 and TRB12. | The following property is used 100% for pollution control and is installed to meet or exceed federal or state regulations: Exhaust stacks for train 3 ethylene gas turbines TRB11 and TRB12. | 2020-02-21 | 12819295 | 100
22918 | T1 | CORPUS CHRISTI LIQUEFACTION LLC | CORPUS CHRISTI LIQUEFACTION | 622 HWY 35 | GREGORY | TX | 78359 | SAN PATRICIO | CN604136374 | RN104104716 | Exhaust stacks for train 2 ethylene gas turbines TRB9 and TRB10. | The following property is used 100% for pollution control and is installed to meet or exceed federal or state regulations: Exhaust stacks for train 2 ethylene gas turbines TRB9 and TRB10. | 2020-02-21 | 12819295 | 100
22919 | T1 | CORPUS CHRISTI LIQUEFACTION LLC | CORPUS CHRISTI LIQUEFACTION | 622 HWY 35 | GREGORY | TX | 78359 | SAN PATRICIO | CN604136374 | RN104104716 | Exhaust stacks for Train 1 ethylene gas turbines TRB7 and TRB8. | The following property is used 100% for pollution control and is installed to meet or exceed federal or state regulations: Exhaust stacks for Train 1 ethylene gas turbines TRB7 and TRB8. | 2020-02-21 | 12819295 | 100
22920 | T2 | CORPUS CHRISTI LIQUEFACTION LLC | CORPUS CHRISTI LIQUEFACTION | 622 HWY 35 | GREGORY | TX | 78359 | SAN PATRICIO | CN604136374 | RN104104716 | Dry low emission systems consisting of inlet air chilling, electric inlet guide vanes or bleed valves, universal gas fuel dual fuel injectors, parallel fuel valve module, fuel system plumbing, augmented backside cooled combustor liner, and sensors and controls on train 2 propane refrigerant turbines TRB3 and TRB4. | The following property is used 100% for pollution control and is installed to meet or exceed federal or state regulations: Dry low emission systems consisting of inlet air chilling, electric inlet guide vanes or bleed valves, universal gas fuel dual fuel injectors, parallel fuel valve module, fuel system plumbing, augmented backside cooled combustor liner, and sensors and controls on train 2 propane refrigerant turbines TRB3 and TRB4. | 2020-02-21 | 2000000 | 100
22921 | T2 | CORPUS CHRISTI LIQUEFACTION LLC | CORPUS CHRISTI LIQUEFACTION | 622 HWY 35 | GREGORY | TX | 78359 | SAN PATRICIO | CN604136374 | RN104104716 | Dry low emission systems consisting of inlet air chilling, electric inlet guide vanes or bleed valves, universal gas fuel dual fuel injectors, parallel fuel valve module, fuel system plumbing, augmented backside cooled combustor liner, and sensors and controls on train 1 propane refrigerant turbines TRB1 and TRB2. | The following property is used 100% for pollution control and is installed to meet or exceed federal or state regulations: Dry low emission systems consisting of inlet air chilling, electric inlet guide vanes or bleed valves, universal gas fuel dual fuel injectors, parallel fuel valve module, fuel system plumbing, augmented backside cooled combustor liner, and sensors and controls on train 1 propane refrigerant turbines TRB1 and TRB2. | 2020-02-21 | 2000000 | 100
22922 | T1 | CORPUS CHRISTI LIQUEFACTION LLC | CORPUS CHRISTI LIQUEFACTION | 622 HWY 35 | GREGORY | TX | 78359 | SAN PATRICIO | CN604136374 | RN104104716 | Exhaust stacks for Train 3 propane gas turbines TRB5 and TRB6. | The following property is used 100% for pollution control and is installed to meet or exceed federal or state regulations: Exhaust stacks for Train 3 propane gas turbines TRB5 and TRB6. | 2020-02-21 | 12819295 | 100
22923 | T1 | CORPUS CHRISTI LIQUEFACTION LLC | CORPUS CHRISTI LIQUEFACTION | 622 HWY 35 | GREGORY | TX | 78359 | SAN PATRICIO | CN604136374 | RN104104716 | Exhaust stacks for the Train 2 propane gas turbines TRB3 and TRB4. | The following property is used 100% for pollution control and is installed to meet or exceed federal or state regulations: Exhaust stacks for the Train 2 propane gas turbines TRB3 and TRB4. | 2020-02-21 | 12819295 | 100
22924 | T1 | CORPUS CHRISTI LIQUEFACTION LLC | CORPUS CHRISTI LIQUEFACTION | 622 HWY 35 | GREGORY | TX | 78359 | SAN PATRICIO | CN604136374 | RN104104716 | Exhaust stacks for the train 1 propane gas turbines TRB1 and TRB2. | The following property is used 100% for pollution control and is installed to meet or exceed federal or state regulations: Exhaust stacks for the train 1 propane gas turbines TRB1 and TRB2. | 2020-02-25 | 12819295 | 100
22925 | T2 | CORPUS CHRISTI LIQUEFACTION LLC | CORPUS CHRISTI LIQUEFACTION | 622 HWY 35 | GREGORY | TX | 78359 | SAN PATRICIO | CN604136374 | RN104104716 | Dry low emission systems consisting of inlet air chilling, electric inlet guide vanes or bleed valves, universal gas fuel dual fuel injectors, parallel fuel valve module, fuel system plumbing, augmented backside cooled combustor liner, and sensors and controls on train 3 methane refrigerant turbines TRB17 and TRB18. | The following property is used 100% for pollution control and is installed to meet or exceed federal or state regulations: Dry low emission systems consisting of inlet air chilling, electric inlet guide vanes or bleed valves, universal gas fuel dual fuel injectors, parallel fuel valve module, fuel system plumbing, augmented backside cooled combustor liner, and sensors and controls on train 3 methane refrigerant turbines TRB17 and TRB18. | 2020-02-10 | 2000000 | 100
22926 | T2 | CORPUS CHRISTI LIQUEFACTION LLC | CORPUS CHRISTI LIQUEFACTION | 622 HWY 35 | GREGORY | TX | 78359 | SAN PATRICIO | CN604136374 | RN104104716 | Dry low emission systems consisting of inlet air chilling, electric inlet guide vanes or bleed valves, universal gas fuel dual fuel injectors, parallel fuel valve module, fuel system plumbing, augmented backside cooled combustor liner, and sensors and controls on train 3 methane refrigerant turbines TRB15 and TRB16. | The following property is used 100% for pollution control and is installed to meet or exceed federal or state regulations: Dry low emission systems consisting of inlet air chilling, electric inlet guide vanes or bleed valves, universal gas fuel dual fuel injectors, parallel fuel valve module, fuel system plumbing, augmented backside cooled combustor liner, and sensors and controls on train 3 methane refrigerant turbines TRB15 and TRB16. | 2020-02-10 | 2000000 | 100
22927 | T2 | CORPUS CHRISTI LIQUEFACTION LLC | CORPUS CHRISTI LIQUEFACTION | 622 HWY 35 | GREGORY | TX | 78359 | SAN PATRICIO | CN604136374 | RN104104716 | Dry low emission systems consisting of inlet air chilling, electric inlet guide vanes or bleed valves, universal gas fuel dual fuel injectors, parallel fuel valve module, fuel system plumbing, augmented backside cooled combustor liner, and sensors and controls on train 1 methane refrigerant turbines TRB13 and TRB14. | The following property is used 100% for pollution control and is installed to meet or exceed federal or state regulations: Dry low emission systems consisting of inlet air chilling, electric inlet guide vanes or bleed valves, universal gas fuel dual fuel injectors, parallel fuel valve module, fuel system plumbing, augmented backside cooled combustor liner, and sensors and controls on train 1 methane refrigerant turbines TRB13 and TRB14. | 2020-02-10 | 2000000 | 100
22928 | T2 | CORPUS CHRISTI LIQUEFACTION LLC | CORPUS CHRISTI LIQUEFACTION | 622 HWY 35 | GREGORY | TX | 78359 | SAN PATRICIO | CN604136374 | RN104104716 | Dry low emission systems consisting of inlet air chilling, electric inlet guide vanes or bleed valves, universal gas fuel dual fuel injectors, parallel fuel valve module, fuel system plumbing, augmented backside cooled combustor liner, and sensors and controls on train 3 methane refrigerant turbines TRB11 and TRB12. | The following property is used 100% for pollution control and is installed to meet or exceed federal or state regulations: Dry low emission systems consisting of inlet air chilling, electric inlet guide vanes or bleed valves, universal gas fuel dual fuel injectors, parallel fuel valve module, fuel system plumbing, augmented backside cooled combustor liner, and sensors and controls on train 3 methane refrigerant turbines TRB11 and TRB12. | 2020-02-10 | 2000000 | 100
22929 | T2 | CORPUS CHRISTI LIQUEFACTION LLC | CORPUS CHRISTI LIQUEFACTION | 622 HWY 35 | GREGORY | TX | 78359 | SAN PATRICIO | CN604136374 | RN104104716 | Dry low emission systems consisting of inlet air chilling, electric inlet guide vanes or bleed valves, universal gas fuel dual fuel injectors, parallel fuel valve module, fuel system plumbing, augmented backside cooled combustor liner, and sensors and controls on train 2 ethylene refrigerant turbines TRB9 and TRB10. | The following property is used 100% for pollution control and is installed to meet or exceed federal or state regulations: Dry low emission systems consisting of inlet air chilling, electric inlet guide vanes or bleed valves, universal gas fuel dual fuel injectors, parallel fuel valve module, fuel system plumbing, augmented backside cooled combustor liner, and sensors and controls on train 2 ethylene refrigerant turbines TRB9 and TRB10. | 2020-02-10 | 2000000 | 100
22930 | T2 | CORPUS CHRISTI LIQUEFACTION LLC | CORPUS CHRISTI LIQUEFACTION | 622 HWY 35 | GREGORY | TX | 78359 | SAN PATRICIO | CN604136374 | RN104104716 | Dry low emission systems consisting of inlet air chilling, electric inlet guide vanes or bleed valves, universal gas fuel dual fuel injectors, parallel fuel valve module, fuel system plumbing, augmented backside cooled combustor liner, and sensors and controls on train 1 ethylene refrigerant turbines TRB7 and TRB8. | The following property is used 100% for pollution control and is installed to meet or exceed federal or state regulations: Dry low emission systems consisting of inlet air chilling, electric inlet guide vanes or bleed valves, universal gas fuel dual fuel injectors, parallel fuel valve module, fuel system plumbing, augmented backside cooled combustor liner, and sensors and controls on train 1 ethylene refrigerant turbines TRB7 and TRB8. | 2020-02-10 | 2000000 | 100
22931 | T2 | CORPUS CHRISTI LIQUEFACTION LLC | CORPUS CHRISTI LIQUEFACTION | 622 HWY 35 | GREGORY | TX | 78359 | SAN PATRICIO | CN604136374 | RN104104716 | Dry low emission systems consisting of inlet air chilling, electric inlet guide vanes or bleed valves, universal gas fuel dual fuel injectors, parallel fuel valve module, fuel system plumbing, augmented backside cooled combustor liner, and sensors and controls on train 3 propane refrigerant turbines TRB5 and TRB6. | The following property is used 100% for pollution control and is installed to meet or exceed federal or state regulations: Dry low emission systems consisting of inlet air chilling, electric inlet guide vanes or bleed valves, universal gas fuel dual fuel injectors, parallel fuel valve module, fuel system plumbing, augmented backside cooled combustor liner, and sensors and controls on train 3 propane refrigerant turbines TRB5 and TRB6. | 2020-02-10 | 2000000 | 100
22932 | T1 | HALDOR TOPSOE INC | HALDOR TOPSOE | 10010 BAYPORT BLVD | PASADENA | TX | 77507 | HARRIS | CN600132435 | RN101211498 | VK Unit multipurpose scrubber. | The following property is used 100% for pollution control and is installed to meet or exceed federal or state regulations: VK Unit multipurpose scrubber. | 2020-02-07 | 3693836.24 | 100
22933 | T1 | STOLT-NIELSEN USA INC | STOLT TANK CLEANING FACILITY AND DEPOT | 16300 DE ZAVALLA RD STE 3 | CHANNELVIEW | TX | 77530 | HARRIS | CN602524019 | RN102562063 | Secondary containment for the Loaded Storage Area consisting of 15-inch-thick reinforced concrete, curbing, dikes, and a 2-foot high containment wall located on the low side of the area. | The following property is used 100% for pollution control and is installed to meet or exceed federal or state regulations: Secondary containment for the Loaded Storage Area consisting of 15-inch-thick reinforced concrete, curbing, dikes, and a 2-foot high containment wall located on the low side of the area. | 2020-02-10 | 950800 | 100
22934 | T1 | CONQUEST COMPLETION SERVICES LLC | CONQUEST COMPLETION SERVICES | 10214 W COUNTY ROAD 160 | MIDLAND | TX | 79706 | MIDLAND | CN604737387 | RN110314671 | Seven Ram blowout preventers on units CT01 - CT06 and a new unit acquired in 2019. | The following property is used 100% for pollution control and is installed to meet or exceed federal or state regulations: Seven Ram blowout preventers on units CT01 - CT06 and a new unit acquired in 2019. | 2020-03-20 | 6018777 | 100
22935 | T1 | MODA INGLESIDE LLC | MODA INGLESIDE ENERGY CENTER | 1450 LEXINGTON BLVD | INGLESIDE | TX | 78362 | SAN PATRICIO | CN605745140 | RN101225746 | Steel floating roofs with mechanical shoe primary seals and rim-mounted secondary seals on tanks 121 through 125. | The following property is used 100% for pollution control and is installed to meet or exceed federal or state regulations: Steel floating roofs with mechanical shoe primary seals and rim-mounted secondary seals on tanks 121 through 125. | 2020-02-14 | 6650000 | 100
22936 | T1 | MODA INGLESIDE LLC | MODA INGLESIDE ENERGY CENTER | 1450 LEXINGTON BLVD | INGLESIDE | TX | 78362 | SAN PATRICIO | CN605745140 | RN101225746 | Secondary containment consisting of a concrete berm around tanks, a concrete pit around a piping manifold, and the land used to contain the secondary containment between the berm and tanks and pit and manifold. This use determination does not include the land containing the tanks, manifold, temporary construction trailers or any other structures. | The following property is used 100% for pollution control and is installed to meet or exceed federal or state regulations: Secondary containment consisting of a concrete berm around tanks, a concrete pit around a piping manifold, and the land used to contain the secondary containment between the berm and tanks and pit and manifold. This use determination does not include the land containing the tanks, manifold, temporary construction trailers or any other structures. | 2020-05-27 | 5337360 | 100
22937 | T1 | MARKWEST TORNADO GP LLC | TORNADO GAS PLANT | Latitude = 31.982053, Longitude = -103.704396 | Loving County | TX | 79754 | LOVING | CN605563352 | RN110481942 | Seven air/fuel ratio and seven catalytic converters on seven CAT 3608 compressor engines. | The following property is used 100% for pollution control and is installed to meet or exceed federal or state regulations: Seven air/fuel ratio and seven catalytic converters on seven CAT 3608 compressor engines. | 2020-03-13 | 3031000 | 100
22938 | T1 | MODA INGLESIDE LLC | MODA INGLESIDE ENERGY CENTER | 1450 LEXINGTON BLVD | INGLESIDE | TX | 78362 | SAN PATRICIO | CN605745140 | RN101225746 | Three vapor combustion units. | The following property is used 100% for pollution control and is installed to meet or exceed federal or state regulations: Three vapor combustion units | 2020-03-30 | 10109721 | 100
22939 | T1 | MODA INGLESIDE LLC | MODA INGLESIDE ENERGY CENTER | 1450 LEXINGTON BLVD | INGLESIDE | TX | 78362 | SAN PATRICIO | CN605745140 | RN101225746 | Cathodic protection and dielectric coatings on tanks T121-T125. | The following property is used 100% for pollution control and is installed to meet or exceed federal or state regulations: Cathodic protection and dielectric coatings on tanks T121-T125 | 2020-03-30 | 1250000 | 100
22940 | T1 | MUSKET CORPORATION | GREENS PORT TRANSLOADING FACILITY | 1755 FEDERAL RD | HOUSTON | TX | 77015 | HARRIS | CN603417643 | RN106209760 | Flare. | The following property is used 100% for pollution control and is installed to meet or exceed federal or state regulations :Flare. | 2020-03-05 | 112700 | 100
22941 | T1 | MUSKET CORPORATION | MUSKET FORT WORTH FUEL TERMINAL | 5101 LONE STAR BLVD | FORT WORTH | TX | 76106 | TARRANT | CN603417643 | RN105156632 | Primary vapor combustion unit VCU2. | The following property is used 100% for pollution control and is installed to meet or exceed federal or state regulations: Primary vapor combustion unit VCU2. | 2020-03-05 | 228296 | 100
22942 | T1 | ENTERPRISE HOUSTON SHIP CHANNEL LP | HOUSTON TERMINAL | 15602A JACINTOPORT BLVD | HOUSTON | TX | 77015 | HARRIS | CN600129795 | RN100224740 | External floating roof, mechanical shoe primary seals and rim mounted secondary seals on Tank #9. | The following property is used 100% for pollution control and is installed to meet or exceed federal or state regulations: External floating roof, mechanical shoe primary seals and rim mounted secondary seals on Tank #9. | 2020-02-11 | 345030 | 100
22943 | T1 | ENTERPRISE HOUSTON SHIP CHANNEL LP | HOUSTON TERMINAL | 15602A JACINTOPORT BLVD | HOUSTON | TX | 77015 | HARRIS | CN600129795 | RN100224740 | Earthen berm around crude oil storage Tank-9 including an associated reinforced polyethylene liner. | The following property is used 100% for pollution control and is installed to meet or exceed federal or state regulations: Earthen berm around crude oil storage Tank-9 including an associated reinforced polyethylene liner. | 2020-02-11 | 502000 | 100
22944 | T1 | KIRBY INLAND MARINE LP | KIRBY INLAND MARINE CHANNELVIEW OPERATIONS | 16538 DE ZAVALLA RD | CHANNELVIEW | TX | 77530 | HARRIS | CN600611206 | RN104352265 | The incremental cost difference between a single-hulled barge and a double-hulled barge, perimeter deck spill rails, high level overflow alarms, and closed gauging on barges Kirby 27727, Kirby 27728, Kirby 27729, Kirby 27730, Kirby 27731, Kirby 27732, Kirby 27733, Kirby 27735, Kirby 27736, Kirby 27738, CTCO 342, CTCO 343, ACT 101, ACT 102, CTCO 250, CTCO 251, CTCO 252, CTCO 253, CTCO 254, CTCO 255, CTCO 314, CTCO 315, CTCO 316, CTCO 317, CTCO 318, CTCO 319, CTCO 320, CTCO 321, CTCO 322, CTCO 323, Kirby 29040, Kirby 29041, Kirby 29042, Kirby 29043, Kirby 29044, Kirby 29045, CTCO 344, CTCO 345, Kirby 27014, CTCO 354B, Kirby 27016, CTCO 355B, Kirby 27017, CTCO356B, Kirby 27018, CTCO 357B, CTCO 258, Kirby 27020, HBC 301, HBC 302, HBC 303, HBC 304, HBC 305, HBC 306, HBC 307, HBC 308, HBC 309, HBC 310, HBC 311, HBC 312, and CTCO 3000. | The following property is used 100% for pollution control and is installed to meet or exceed federal or state regulations: The incremental cost difference between a single-hulled barge and a double-hulled barge, perimeter deck spill rails, high level overflow alarms, and closed gauging on barges Kirby 27727, Kirby 27728, Kirby 27729, Kirby 27730, Kirby 27731, Kirby 27732, Kirby 27733, Kirby 27735, Kirby 27736, Kirby 27738, CTCO 342, CTCO 343, ACT 101, ACT 102, CTCO 250, CTCO 251, CTCO 252, CTCO 253, CTCO 254, CTCO 255, CTCO 314, CTCO 315, CTCO 316, CTCO 317, CTCO 318, CTCO 319, CTCO 320, CTCO 321, CTCO 322, CTCO 323, Kirby 29040, Kirby 29041, Kirby 29042, Kirby 29043, Kirby 29044, Kirby 29045, CTCO 344, CTCO 345, Kirby 27014, CTCO 354B, Kirby 27016, CTCO 355B, Kirby 27017, CTCO356B, Kirby 27018, CTCO 357B, CTCO 358, Kirby 27020, HBC 301, HBC 302, HBC 303, HBC 304, HBC 305, HBC 306, HBC 307, HBC 308, HBC 309, HBC 310, HBC 311, HBC 312, CTCO 3000, Kirby 16843, Kirby 18750, Kirby 27714, Kirby 27715, Kirby 28748, Kirby 29021, Kirby 29022, Kirby 29023, Kirby 29024, and Kirby 18701. | 2020-03-10 | 52912437 | 100
22945 | T1 | KIRBY INLAND MARINE LP | KIRBY INLAND MARINE CHANNELVIEW OPERATIONS | 16538 DE ZAVALLA RD | CHANNELVIEW | TX | 77530 | HARRIS | CN600611206 | RN104352265 | Vapor control system on barges Kirby 27727, Kirby 27728, Kirby 27729, Kirby 27730, Kirby 27731, Kirby 27732, Kirby 27733, Kirby 27735, Kirby 27736, Kirby 27738, CTCO 342, CTCO 343, ACT 101, ACT 102, CTCO 250, CTCO 251, CTCO 252, CTCO 253, CTCO 254, CTCO 255, CTCO 314, CTCO 315, CTCO 316, CTCO 317, CTCO 318, CTCO 319, CTCO 320, CTCO 321, CTCO 322, CTCO 323, Kirby 29040, Kirby 29041, Kirby 29042, Kirby 29043, Kirby 29044, Kirby 29045, CTCO 344, CTCO 345, Kirby 27014, CTCO 354B, Kirby 27016, CTCO 355B, Kirby 27017, CTCO356B, Kirby 27018, CTCO 357B, CTCO 258, Kirby 27020, HBC 301, HBC 302, HBC 303, HBC 304, HBC 305, HBC 306, HBC 307, HBC 308, HBC 309, HBC 310, HBC 311, HBC 312, CTCO 3000, Kirby 16843, Kirby 18750, Kirby 27714, Kirby 27715, Kirby 28748, Kirby 29021, Kirby 29022, Kirby 29023, Kirby 29024, and Kirby 18701. | The following property is used 100% for pollution control and is installed to meet or exceed federal or state regulations: Vapor control system on barges Kirby 27727, Kirby 27728, Kirby 27729, Kirby 27730, Kirby 27731, Kirby 27732, Kirby 27733, Kirby 27735, Kirby 27736, Kirby 27738, CTCO 342, CTCO 343, ACT 101, ACT 102, CTCO 250, CTCO 251, CTCO 252, CTCO 253, CTCO 254, CTCO 255, CTCO 314, CTCO 315, CTCO 316, CTCO 317, CTCO 318, CTCO 319, CTCO 320, CTCO 321, CTCO 322, CTCO 323, Kirby 29040, Kirby 29041, Kirby 29042, Kirby 29043, Kirby 29044, Kirby 29045, CTCO 344, CTCO 345, Kirby 27014, CTCO 354B, Kirby 27016, CTCO 355B, Kirby 27017, CTCO356B, Kirby 27018, CTCO 357B, CTCO 358, Kirby 27020, HBC 301, HBC 302, HBC 303, HBC 304, HBC 305, HBC 306, HBC 307, HBC 308, HBC 309, HBC 310, HBC 311, HBC 312, CTCO 3000, Kirby 16843, Kirby 18750, Kirby 27714, Kirby 27715, Kirby 28748, Kirby 29021, Kirby 29022, Kirby 29023, Kirby 29024, and Kirby 18701. | 2020-03-10 | 8818739 | 100
22946 | T1 | CANAL BARGE CO INC | CANAL BARGE BOATS BARGES | Latitude = 29.763217, Longitude = -95.091921 | Harris County | TX | 77530 | HARRIS | CN605190974 | RN110139961 | The incremental cost difference between a single-hulled barge and a double-hulled barge, perimeter deck spill rails, high level overflow alarms, and closed gauging on barges CBC 1408, CBC 1409, CBC 1410, CBC 1411, CBC 1412, CBC 1413, CBC 1414, CBC 1415, CBC 1416, CBC 1417, CBC 1419, CBC 1700, CBC 1701, CBC 1702, CBC 1703, CBC 1704, CBC 1705. | The following property is used 100% for pollution control and is installed to meet or exceed federal or state regulations: The incremental cost difference between a single-hulled barge and a double-hulled barge, perimeter deck spill rails, high level overflow alarms, and closed gauging on barges CBC 1408, CBC 1409, CBC 1410, CBC 1411, CBC 1412, CBC 1413, CBC 1414, CBC 1415, CBC 1416, CBC 1417, CBC 1419, CBC 1700, CBC 1701, CBC 1702, CBC 1703, CBC 1704, CBC 1705. | 2020-02-14 | 9308418 | 100
22947 | T1 | CANAL BARGE CO INC | CANAL BARGE BOATS BARGES | Latitude = 29.763217, Longitude = -95.091921 | Harris County | TX | 77530 | HARRIS | CN605190974 | RN110139961 | Vapor control system on barges CBC 1408, CBC 1409, CBC 1410, CBC 1411, CBC 1412, CBC 1413, CBC 1414, CBC 1415, CBC 1416, CBC 1417, CBC 1419, CBC 1700, CBC 1701, CBC 1702, CBC 1703, CBC 1704, CBC 1705. | The following property is used 100% for pollution control and is installed to meet or exceed federal or state regulations: Vapor control system on barges CBC 1408, CBC 1409, CBC 1410, CBC 1411, CBC 1412, CBC 1413, CBC 1414, CBC 1415, CBC 1416, CBC 1417, CBC 1419, CBC 1700, CBC 1701, CBC 1702, CBC 1703, CBC 1704, CBC 1705. | 2020-02-14 | 1551403 | 100
22948 | T1 | SOUTHWEST SHIPYARD LP | SOUTHWEST SHIPYARD | 18310 MARKET ST | CHANNELVIEW | TX | 77530 | HARRIS | CN600135354 | RN100248749 | Stormwater treatment system at outfall SW-008 consisting of an underground sump, two centrifugal separators and a sand filer and dissolved air flotation unit. | The following property is used 100% for pollution control and is installed to meet or exceed federal or state regulations: Stormwater treatment system at outfall SW-008 consisting of an underground sump, two centrifugal separators and a sand filter skid and dissolved air flotation unit. | 2020-04-03 | 631000 | 100
22949 | T1 | PILGRIMS PRIDE CORPORATION | PILGRIMS PRIDE | 928 MARTIN LUTHER KING JR BLVD | NACOGDOCHES | TX | 75961 | NACOGDOCHES | CN601276660 | RN104306501 | The property is post-production waste solids removal and water pre-treatment on-site prior to discharge into the City of Nacogdoches, TX Municipal Water Treatment System. The system uses centrifuges to separate and remove non-dischargeable/treatable solids from the wastewater, piping those solids into trailers for off-site destruction. Wastewater proceeds further through system for pre-treatment via the use of a DAF system that discharges into the City of Nacogdoches wastewater system. | The following property is used 100% for pollution control and is installed to meet or exceed federal or state regulations: The property is post-production waste solids removal and water pre-treatment on-site prior to discharge into the City of Nacogdoches, TX Municipal Water Treatment System. The system uses centrifuges to separate and remove non-dischargeable/treatable solids from the wastewater, piping those solids into trailers for off-site destruction. Wastewater proceeds further through system for pre-treatment via the use of a DAF system that discharges into the City of Nacogdoches wastewater system. | 2020-04-22 | 9300000 | 100
22950 | T1 | NABORS LUX 2 | NABORS LUX 2 RIG-00X51 | Latitude = 28.770089, Longitude = -99.430883 | Zavala County | TX | 78839 | ZAVALA | CN604268243 | RN110958873 | Single ram blowout preventer, double ram blowout preventer, BOP accumulator unit, choke manifold, and drilling mud degasser. | The following property is used 100% for pollution control and is installed to meet or exceed federal or state regulations: Single ram blowout preventer, double ram blowout preventer, BOP accumulator unit, choke manifold, and drilling mud degasser. | 2020-03-24 | 1488162 | 100
22951 | T1 | NABORS LUX 2 | NABORS LUX 2 RIG-00X50 | Latitude = 31.643897, Longitude = -103.059179 | Winkler County | TX | 79789 | WINKLER | CN604268243 | RN110958881 | Single ram blowout preventer, double ram blowout preventer, BOP accumulator unit, choke manifold, and drilling mud degasser. | The following property is used 100% for pollution control and is installed to meet or exceed federal or state regulations: Single ram blowout preventer, double ram blowout preventer, BOP accumulator unit, choke manifold, and drilling mud degasser. | 2020-03-24 | 1367145 | 100
22952 | T1 | NABORS LUX 2 | NABORS LUX 2 RIG-00X31 | Latitude = 31.750422, Longitude = -103.3281 | Winkler County | TX | 79789 | WINKLER | CN604268243 | RN110958899 | Single ram blowout preventer, double ram blowout preventer, BOP accumulator unit, choke manifold, and drilling mud degasser. | The following property is used 100% for pollution control and is installed to meet or exceed federal or state regulations: Single ram blowout preventer, double ram blowout preventer, BOP accumulator unit, choke manifold, and drilling mud degasser. | 2020-03-24 | 1332933 | 100
22953 | T1 | NABORS LUX 2 | NABORS LUX 2 RIG-01203 | Latitude = 27.938042, Longitude = -99.309311 | Webb County | TX | 78019 | WEBB | CN604268243 | RN110958907 | Single ram blowout preventer, double ram blowout preventer, BOP accumulator unit, choke manifold, and drilling mud degasser. | The following property is used 100% for pollution control and is installed to meet or exceed federal or state regulations: Single ram blowout preventer, double ram blowout preventer, BOP accumulator unit, choke manifold, and drilling mud degasser. | 2020-03-24 | 1551359 | 100
22954 | T1 | NABORS LUX 2 | NABORS LUX 2 RIG-00X37 | Latitude = 28.151975, Longitude = -100.055417 | Webb County | TX | 78041 | WEBB | CN604268243 | RN110958915 | Single ram blowout preventer, double ram blowout preventer, BOP accumulator unit, choke manifold, and drilling mud degasser. | The following property is used 100% for pollution control and is installed to meet or exceed federal or state regulations: Single ram blowout preventer, double ram blowout preventer, BOP accumulator unit, choke manifold, and drilling mud degasser. | 2020-03-24 | 915053 | 100
22955 | T1 | NABORS LUX 2 | NABORS LUX 2 RIG-00X23 | Latitude = 28.20964, Longitude = -99.60866 | Webb County | TX | 78827 | WEBB | CN604268243 | RN110958923 | Single ram blowout preventer, double ram blowout preventer, BOP accumulator unit, choke manifold, and drilling mud degasser. | The following property is used 100% for pollution control and is installed to meet or exceed federal or state regulations: Single ram blowout preventer, double ram blowout preventer, BOP accumulator unit, choke manifold, and drilling mud degasser. | 2020-03-24 | 1099681 | 100
22956 | T1 | NABORS LUX 2 | NABORS LUX 2 RIG-00X05 | Latitude = 31.621557, Longitude = -103.354667 | Ward County | TX | 79719 | WARD | CN604268243 | RN110958931 | Single ram blowout preventer, double ram blowout preventer, BOP accumulator unit, choke manifold, and drilling mud degasser. | The following property is used 100% for pollution control and is installed to meet or exceed federal or state regulations: Single ram blowout preventer, double ram blowout preventer, BOP accumulator unit, choke manifold, and drilling mud degasser. | 2020-03-24 | 1192868 | 100
22957 | T1 | NABORS LUX 2 | NABORS LUX 2 RIG-00B11 | Latitude = 31.510086, Longitude = -103.165343 | Ward County | TX | 79719 | WARD | CN604268243 | RN110958949 | Single ram blowout preventer, double ram blowout preventer, BOP accumulator unit, choke manifold, and drilling mud degasser. | The following property is used 100% for pollution control and is installed to meet or exceed federal or state regulations: Single ram blowout preventer, double ram blowout preventer, BOP accumulator unit, choke manifold, and drilling mud degasser. | 2020-03-24 | 1151526 | 100
22958 | T1 | NABORS LUX 2 | NABORS LUX 2 RIG-00B15 | Latitude = 32.335597, Longitude = -95.104254 | Smith County | TX | 75707 | SMITH | CN604268243 | RN110958956 | Single ram blowout preventer, double ram blowout preventer, BOP accumulator unit, choke manifold, and drilling mud degasser. | The following property is used 100% for pollution control and is installed to meet or exceed federal or state regulations: Single ram blowout preventer, double ram blowout preventer, BOP accumulator unit, choke manifold, and drilling mud degasser. | 2020-03-24 | 1459050 | 100
22959 | T1 | NABORS LUX 2 | NABORS LUX 2 RIG-00891 | Latitude = 31.999974, Longitude = -103.987031 | Reeves County | TX | 79770 | REEVES | CN604268243 | RN110958964 | Single ram blowout preventer, double ram blowout preventer, BOP accumulator unit, choke manifold, and drilling mud degasser. | The following property is used 100% for pollution control and is installed to meet or exceed federal or state regulations: Single ram blowout preventer, double ram blowout preventer, BOP accumulator unit, choke manifold, and drilling mud degasser. | 2020-03-24 | 1694927 | 100
22960 | T1 | NABORS LUX 2 | NABORS LUX 2 RIG-00F37 | Latitude = 31.114405, Longitude = -103.118194 | Pecos County | TX | 79730 | PECOS | CN604268243 | RN110958980 | Single ram blowout preventer, double ram blowout preventer, BOP accumulator unit, choke manifold, and drilling mud degasser. | The following property is used 100% for pollution control and is installed to meet or exceed federal or state regulations: Single ram blowout preventer, double ram blowout preventer, BOP accumulator unit, choke manifold, and drilling mud degasser. | 2020-03-24 | 744383 | 100
22961 | T1 | NABORS LUX 2 | NABORS LUX 2 RIG-00X35 | Latitude = 31.459693, Longitude = -94.487423 | Nacogdoches County | TX | 75961 | NACOGDOCHES | CN604268243 | RN110958998 | Single ram blowout preventer, double ram blowout preventer, BOP accumulator unit, choke manifold, and drilling mud degasser. | The following property is used 100% for pollution control and is installed to meet or exceed federal or state regulations: Single ram blowout preventer, double ram blowout preventer, BOP accumulator unit, choke manifold, and drilling mud degasser. | 2020-03-24 | 1291064 | 100
22962 | T1 | NABORS LUX 2 | NABORS LUX 2 RIG-00X07 | Latitude = 31.459695, Longitude = -94.482611 | Nacogdoches County | TX | 75961 | NACOGDOCHES | CN604268243 | RN110959004 | Single ram blowout preventer, double ram blowout preventer, BOP accumulator unit, choke manifold, and drilling mud degasser. | The following property is used 100% for pollution control and is installed to meet or exceed federal or state regulations: Single ram blowout preventer, double ram blowout preventer, BOP accumulator unit, choke manifold, and drilling mud degasser. | 2020-03-30 | 864033 | 100
22963 | T1 | NABORS LUX 2 | NABORS LUX 2 RIG 00X48 | Latitude = 31.554662, Longitude = -102.084068 | Midland County | TX | 79706 | MIDLAND | CN604268243 | RN110959012 | Single ram blowout preventer, double ram blowout preventer, BOP accumulator unit, choke manifold, and drilling mud degasser. | The following property is used 100% for pollution control and is installed to meet or exceed federal or state regulations: Single ram blowout preventer, double ram blowout preventer, BOP accumulator unit, choke manifold, and drilling mud degasser. | 2020-03-30 | 1270546 | 100
22964 | T1 | NABORS LUX 2 | NABORS LUX 2 RIG-00X12 | Latitude = 31.897131, Longitude = -102.130853 | Midland County | TX | 79706 | MIDLAND | CN604268243 | RN110959020 | Single ram blowout preventer, double ram blowout preventer, BOP accumulator unit, choke manifold, and drilling mud degasser. | The following property is used 100% for pollution control and is installed to meet or exceed federal or state regulations: Single ram blowout preventer, double ram blowout preventer, BOP accumulator unit, choke manifold, and drilling mud degasser. | 2020-03-30 | 790892 | 100
22965 | T1 | NABORS LUX 2 | NABORS LUX 2 RIG-01201 | Latitude = 32.13437, Longitude = -101.761267 | Martin County | TX | 79782 | MARTIN | CN604268243 | RN110959038 | Single ram blowout preventer, double ram blowout preventer, BOP accumulator unit, choke manifold, and drilling mud degasser. | The following property is used 100% for pollution control and is installed to meet or exceed federal or state regulations: Single ram blowout preventer, double ram blowout preventer, BOP accumulator unit, choke manifold, and drilling mud degasser. | 2020-03-30 | 1742179 | 100
22966 | T1 | NABORS LUX 2 | NABORS LUX 2 RIG-00896 | Latitude = 32.198855, Longitude = -101.742114 | Martin County | TX | 79782 | MARTIN | CN604268243 | RN110959046 | Single ram blowout preventer, double ram blowout preventer, BOP accumulator unit, choke manifold, and drilling mud degasser. | The following property is used 100% for pollution control and is installed to meet or exceed federal or state regulations: Single ram blowout preventer, double ram blowout preventer, BOP accumulator unit, choke manifold, and drilling mud degasser. | 2020-03-30 | 1053874 | 100
22967 | T1 | NABORS LUX 2 | NABORS LUX 2 RIG-00892 | Latitude = 32.199113, Longitude = -101.74223 | Martin County | TX | 79782 | MARTIN | CN604268243 | RN110959061 | Single ram blowout preventer, double ram blowout preventer, BOP accumulator unit, choke manifold, and drilling mud degasser. | The following property is used 100% for pollution control and is installed to meet or exceed federal or state regulations: Single ram blowout preventer, double ram blowout preventer, BOP accumulator unit, choke manifold, and drilling mud degasser. | 2020-03-30 | 1353660 | 100
22968 | T1 | NABORS LUX 2 | NABORS LUX 2 RIG-01208 | Latitude = 31.941586, Longitude = -103.680363 | Loving County | TX | 79754 | LOVING | CN604268243 | RN110959079 | Single ram blowout preventer, double ram blowout preventer, BOP accumulator unit, choke manifold, and drilling mud degasser. | The following property is used 100% for pollution control and is installed to meet or exceed federal or state regulations: Single ram blowout preventer, double ram blowout preventer, BOP accumulator unit, choke manifold, and drilling mud degasser. | 2020-03-30 | 1625767 | 100
22969 | T1 | NABORS LUX 2 | NABORS LUX 2 RIG-00X04 | Latitude = 31.826583, Longitude = -103.494883 | Loving County | TX | 79754 | LOVING | CN604268243 | RN110959087 | Single ram blowout preventer, double ram blowout preventer, BOP accumulator unit, choke manifold, and drilling mud degasser. | The following property is used 100% for pollution control and is installed to meet or exceed federal or state regulations: Single ram blowout preventer, double ram blowout preventer, BOP accumulator unit, choke manifold, and drilling mud degasser. | 2020-03-30 | 1428724 | 100
22970 | T1 | NABORS LUX 2 | NABORS LUX 2 RIG-00F36 | Latitude = 31.912918, Longitude = -103.570721 | Loving County | TX | 79754 | LOVING | CN604268243 | RN110959095 | Single ram blowout preventer, double ram blowout preventer, BOP accumulator unit, choke manifold, and drilling mud degasser. | The following property is used 100% for pollution control and is installed to meet or exceed federal or state regulations: Single ram blowout preventer, double ram blowout preventer, BOP accumulator unit, choke manifold, and drilling mud degasser. | 2020-03-30 | 580480 | 100
22971 | T1 | NABORS LUX 2 | NABORS LUX 2 RIG-00F23 | Latitude = 31.912923, Longitude = -103.567941 | Loving County | TX | 79754 | LOVING | CN604268243 | RN110959103 | Single ram blowout preventer, double ram blowout preventer, BOP accumulator unit, choke manifold, and drilling mud degasser. | The following property is used 100% for pollution control and is installed to meet or exceed federal or state regulations: Single ram blowout preventer, double ram blowout preventer, BOP accumulator unit, choke manifold, and drilling mud degasser. | 2020-03-30 | 723344 | 100
22972 | T1 | NABORS LUX 2 | NABORS LUX 2 RIG-M7506 | Latitude = 28.443368, Longitude = -99.037207 | La Salle County | TX | 78014 | LA SALLE | CN604268243 | RN110959111 | Single ram blowout preventer, double ram blowout preventer, BOP accumulator unit, choke manifold, and drilling mud degasser. | The following property is used 100% for pollution control and is installed to meet or exceed federal or state regulations: Single ram blowout preventer, double ram blowout preventer, BOP accumulator unit, choke manifold, and drilling mud degasser. | 2020-03-30 | 1747106 | 100
22973 | T1 | NABORS LUX 2 | NABORS LUX 2 RIG-00X17 | Latitude = 32.516463, Longitude = -94.134234 | Harrison County | TX | 75692 | HARRISON | CN604268243 | RN110959129 | Single ram blowout preventer, double ram blowout preventer, BOP accumulator unit, choke manifold, and drilling mud degasser. | The following property is used 100% for pollution control and is installed to meet or exceed federal or state regulations: Single ram blowout preventer, double ram blowout preventer, BOP accumulator unit, choke manifold, and drilling mud degasser. | 2020-03-30 | 1276405 | 100
22974 | T1 | NABORS LUX 2 | NABORS LUX 2 M7501 | Latitude = 29.480529, Longitude = -97.234139 | Gonzales County | TX | 77984 | GONZALES | CN604268243 | RN110959137 | Single ram blowout preventer, double ram blowout preventer, BOP accumulator unit, choke manifold, and drilling mud degasser. | The following property is used 100% for pollution control and is installed to meet or exceed federal or state regulations: Single ram blowout preventer, double ram blowout preventer, BOP accumulator unit, choke manifold, and drilling mud degasser. | 2020-03-30 | 910542 | 100
22975 | T1 | NABORS LUX 2 | NABORS LUX 2 01209 | Latitude = 28.760827, Longitude = -99.403738 | Frio County | TX | 78061 | FRIO | CN604268243 | RN110959145 | Single ram blowout preventer, double ram blowout preventer, BOP accumulator unit, choke manifold, and drilling mud degasser. | The following property is used 100% for pollution control and is installed to meet or exceed federal or state regulations: Single ram blowout preventer, double ram blowout preventer, BOP accumulator unit, choke manifold, and drilling mud degasser. | 2020-03-30 | 1934946 | 100
22976 | T1 | NABORS LUX 2 | NABORS LUX 2 RIG-01202 | Latitude = 28.702518, Longitude = -98.910923 | Frio County | TX | 78061 | FRIO | CN604268243 | RN110959152 | Single ram blowout preventer, double ram blowout preventer, BOP accumulator unit, choke manifold, and drilling mud degasser. | The following property is used 100% for pollution control and is installed to meet or exceed federal or state regulations: Single ram blowout preventer, double ram blowout preventer, BOP accumulator unit, choke manifold, and drilling mud degasser. | 2020-03-30 | 1877857 | 100
22977 | T1 | NABORS LUX 2 | NABORS LUX 2 RIG-00X29 | Latitude = 29.363668, Longitude = -97.23582 | Dewitt County | TX | 77995 | DEWITT | CN604268243 | RN110959160 | Single ram blowout preventer, double ram blowout preventer, BOP accumulator unit, choke manifold, and drilling mud degasser. | The following property is used 100% for pollution control and is installed to meet or exceed federal or state regulations: Single ram blowout preventer, double ram blowout preventer, BOP accumulator unit, choke manifold, and drilling mud degasser. | 2020-03-30 | 1045638 | 100
22978 | T1 | NABORS LUX 2 | NABORS LUX 2 RIG-00X53 | Latitude = 31.974236, Longitude = -104.062587 | Culberson County | TX | 79770 | CULBERSON | CN604268243 | RN110959178 | Single ram blowout preventer, double ram blowout preventer, BOP accumulator unit, choke manifold, and drilling mud degasser. | The following property is used 100% for pollution control and is installed to meet or exceed federal or state regulations: Single ram blowout preventer, double ram blowout preventer, BOP accumulator unit, choke manifold, and drilling mud degasser. | 2020-03-30 | 1298027 | 100
22979 | T1 | NABORS LUX 2 | NABORS LUX 2 | Latitude = 31.999986, Longitude = -104.354323 | Culberson County | TX | 79770 | CULBERSON | CN604268243 | RN110959186 | Single ram blowout preventer, double ram blowout preventer, BOP accumulator unit, choke manifold, and drilling mud degasser on drilling rig 00X49. | The following property is used 100% for pollution control and is installed to meet or exceed federal or state regulations: Single ram blowout preventer, double ram blowout preventer, BOP accumulator unit, choke manifold, and drilling mud degasser on drilling rig 00X49. | 2020-03-30 | 1414777 | 100
22980 | T1 | NABORS LUX 2 | NABORS LUX 2 RIG 01207 | Latitude = 28.826456, Longitude = -98.17935 | Atascosa County | TX | 78113 | ATASCOSA | CN604268243 | RN110959194 | Single ram blowout preventer, double ram blowout preventer, BOP accumulator unit, choke manifold, and drilling mud degasser. | The following property is used 100% for pollution control and is installed to meet or exceed federal or state regulations: Single ram blowout preventer, double ram blowout preventer, BOP accumulator unit, choke manifold, and drilling mud degasser. | 2020-04-22 | 1743196 | 100
22981 | T1 | NABORS LUX 2 | NABORS LUX 2 RIG-00X09 | Latitude = 28.749661, Longitude = -98.216453 | Atascosa County | TX | 79714 | ATASCOSA | CN604268243 | RN110959202 | Single ram blowout preventer, double ram blowout preventer, BOP accumulator unit, choke manifold, and drilling mud degasser. | The following property is used 100% for pollution control and is installed to meet or exceed federal or state regulations: Single ram blowout preventer, double ram blowout preventer, BOP accumulator unit, choke manifold, and drilling mud degasser. | 2020-04-22 | 961333 | 100
22982 | T1 | NABORS LUX 2 | NABORS LUX 2 RIG-00X46 | Latitude = 32.346, Longitude = -102.568 | Andrews County | TX | 79914 | ANDREWS | CN604268243 | RN110959210 | Single ram blowout preventer, double ram blowout preventer, BOP accumulator unit, choke manifold, and drilling mud degasser. | The following property is used 100% for pollution control and is installed to meet or exceed federal or state regulations: Single ram blowout preventer, double ram blowout preventer, BOP accumulator unit, choke manifold, and drilling mud degasser. | 2020-04-22 | 1401075 | 100
22983 | T1 | KBX LLC | KBX | 3055A FM 1006 | ORANGE | TX | 77630 | ORANGE | CN605751494 | RN110960010 | The following property is used 100% for pollution control and is installed to meet or exceed federal or state regulations: The incremental cost difference between a single-hulled barge and a double-hulled barge, perimeter deck spill rails, high level overflow alarms, and closed gauging on barges KBX Barge 2000-H482, KBX Barge 2003-H478, and KBX Barge 2004-H479. | The following property is used 100% for pollution control and is installed to meet or exceed federal or state regulations: The incremental cost difference between a single-hulled barge and a double-hulled barge, perimeter deck spill rails, high level overflow alarms, and closed gauging on barges KBX Barge 2000-H482, KBX Barge 2003-H478, and KBX Barge 2004-H479. | 2020-02-14 | 8189730 | 100
22984 | T1 | KBX LLC | KBX | 3055A FM 1006 | ORANGE | TX | 77630 | ORANGE | CN605751494 | RN110960010 | Vapor control system on barges KBX Barge 2000-H482, KBX Barge 2003-H478, and KBX Barge 2004-H479. | The following property is used 100% for pollution control and is installed to meet or exceed federal or state regulations: Vapor control system on barges KBX Barge 2000-H482, KBX Barge 2003-H478, and KBX Barge 2004-H479. | 2020-02-14 | 1364955 | 100
22985 | T1 | KBX LLC | KBX | 2695 OLD BLOOMINGTON RD N | VICTORIA | TX | 77905 | VICTORIA | CN605751494 | RN110960036 | The incremental cost difference between a single-hulled barge and a double-hulled barge, perimeter deck spill rails, high level overflow alarms, and closed gauging on barges KBX Barge 2001-H476, KBX Barge 2002-H477, and KBX Barge 2005-H480. | The following property is used 100% for pollution control and is installed to meet or exceed federal or state regulations: The incremental cost difference between a single-hulled barge and a double-hulled barge, perimeter deck spill rails, high level overflow alarms, and closed gauging on barges KBX Barge 2001-H476, KBX Barge 2002-H477, and KBX Barge 2005-H480. | 2020-02-14 | 8167821 | 100
22986 | T1 | KBX LLC | KBX | 2695 OLD BLOOMINGTON RD N | VICTORIA | TX | 77905 | VICTORIA | CN605751494 | RN110960036 | Vapor control system on barges KBX Barge 2001-H476, KBX Barge 2002-H477, and KBX Barge 2005-H480. | The following property is used 100% for pollution control and is installed to meet or exceed federal or state regulations: Vapor control system on barges KBX Barge 2001-H476, KBX Barge 2002-H477, and KBX Barge 2005-H480. | 2020-02-14 | 1361303 | 100
22987 | T1 | ENTERPRISE CRUDE PIPELINE LLC | MILTON CRUDE STATION | 1463 CR 293 | GILLETT | TX | 78116 | KARNES | CN603272592 | RN106036395 | Pontoon floating roof and primary and secondary seals on MLT - TK - 3704. | The following property is used 100% for pollution control and is installed to meet or exceed federal or state regulations: Pontoon floating roof and primary and secondary seals on MLT - TK - 3704. | 2020-02-14 | 1588815 | 100
22988 | T1 | CORPUS CHRISTI LIQUEFACTION LLC | CORPUS CHRISTI LIQUEFACTION | 622 HWY 35 | GREGORY | TX | 78359 | SAN PATRICIO | CN604136374 | RN104104716 | Exhaust stacks for the train 2 methane gas turbines TRB15 and TRB16. | The following property is used 100% for pollution control and is installed to meet or exceed federal or state regulations: Exhaust stacks for the train 2 methane gas turbines TRB15 and TRB16. | 2020-04-14 | 12819295 | 100
22989 | T1 | CORPUS CHRISTI LIQUEFACTION LLC | CORPUS CHRISTI LIQUEFACTION | 622 HWY 35 | GREGORY | TX | 78359 | SAN PATRICIO | CN604136374 | RN104104716 | Exhaust stacks for the train 1 methane gas turbines TRB13 and TRB14. | The following property is used 100% for pollution control and is installed to meet or exceed federal or state regulations: Exhaust stacks for the train 1 methane gas turbines TRB13 and TRB14. | 2020-04-17 | 12819295 | 100
22990 | T3 | NATGASOLINE LLC | BEAUMONT GAS TO GASOLINE PLANT | 2366 SULPHUR PLANT RD | BEAUMONT | TX | 77705 | JEFFERSON | CN604256412 | RN106586795 | Flare system including a steam preheater, ignitor, pilot burners, flare stack, valves, limit switches, solenoids, flow meters, analyzers with fault switches, temperature transmitter, thermocouples, level gauges for the knockout drums, piping and valves used to route volatile organic compounds (VOC) and hazardous air pollutants (HAP) emissions from process equipment, flare header, separators used to condense and separate water vapor from VOC and HAP emissions and send the water to the plant’s wastewater treatment system, knockout drums, electric motor driven pumps, and all electrical wiring and connectors and structural supports necessary to the operation of the flare combustion, flare monitoring, flare emissions collection, and vapor collection components of the flare system. | The following property is used 100% for pollution control and is installed to meet or exceed federal or state regulations: Flare system including a steam preheater, ignitor, pilot burners, flare stack, valves, limit switches, solenoids, flow meters, analyzers with fault switches, temperature transmitter, thermocouples, level gauges for the knockout drums, piping and valves used to route volatile organic compounds (VOC) and hazardous air pollutants (HAP) emissions from process equipment, flare header, separators used to condense and separate water vapor from VOC and HAP emissions and send the water to the plant’s wastewater treatment system, knockout drums, electric motor driven pumps, and all electrical wiring and connectors and structural supports necessary to the operation of the flare combustion, flare monitoring, flare emissions collection, and vapor collection components of the flare system. | 2020-04-22 | 11340000 | 100
22991 | T1 | SEAWAY CRUDE PIPELINE COMPANY | JONES CREEK TERMINAL | 6225 HIGHWAY 36 | JONES CREEK | TX | 77541 | BRAZORIA | CN603281544 | RN103115754 | External floating roof and primary and secondary seals on tank JCR - TK - 6011. | The following property is used 100% for pollution control and is installed to meet or exceed federal or state regulations: External floating roof and primary and secondary seals on tank JCR - TK - 6011. | 2020-02-18 | 3399310 | 100
22992 | T2 | SEAWAY CRUDE PIPELINE COMPANY | JONES CREEK TERMINAL | 6225 HIGHWAY 36 | JONES CREEK | TX | 77541 | BRAZORIA | CN603281544 | RN103115754 | Geodesic dome roof on tank JCR - TK - 6011. | The following property is used 100% for pollution control and is installed to meet or exceed federal or state regulations: Geodesic dome roof on tank JCR - TK - 6011. | 2020-02-18 | 541005 | 100
22993 | T1 | SEAWAY CRUDE PIPELINE COMPANY | JONES CREEK TERMINAL | 6225 HIGHWAY 36 | JONES CREEK | TX | 77541 | BRAZORIA | CN603281544 | RN103115754 | Earthen berm covered by a 12 mil reinforced polyethylene liner around tank JCR - TK - 6011. | The following property is used 100% for pollution control and is installed to meet or exceed federal or state regulations: Earthen berm covered by a 12 mil reinforced polyethylene liner around tank JCR - TK - 6011. | 2020-02-18 | 961053 | 100
22994 | T1 | ENTERPRISE CRUDE PIPELINE LLC | LOVING COUNTY CRUDE STATION | 2836 CR 300 | MENTONE | TX | 79754 | LOVING | CN603272592 | RN110061629 | Pontoon floating roof and primary and secondary seals on tanks LOV - TK - 2019 and LOV - TK - 2020. | The following property is used 100% for pollution control and is installed to meet or exceed federal or state regulations: Pontoon floating roof and primary and secondary seals on tanks LOV - TK - 2019 and LOV - TK - 2020. | 2020-02-18 | 3411286 | 100
22995 | T1 | ENTERPRISE CRUDE PIPELINE LLC | MIDLAND TERMINAL | 4500 E HIGHWAY 80 | MIDLAND | TX | 79706 | MIDLAND | CN603272592 | RN100214089 | Floating roofs and primary and secondary seals on tanks MID - TK - 5663 and MID - TK - 5664. | The following property is used 100% for pollution control and is installed to meet or exceed federal or state regulations: Floating roofs and primary and secondary seals on tanks MID - TK - 5663 and MID - TK - 5664. | 2020-02-20 | 3344353 | 100
22996 | T1 | INDEPENDENCE CONTRACT DRILLING INC | MIDLAND YARD | 9101 E COUNTY RD 127 | MIDLAND | TX | 79708 | MIDLAND | CN604152918 | RN109632273 | Drilling mud recycling system consisting of shaker tank system, shale shaker, de-silter, de-sander, and de-gasser on Rig #201, Rig #202, Rig #204, Rig #205, Rig #209, Rig #210, Rig #214, Rig #218, Rig #220, Rig #222, Rig #223, Rig #127, Rig #228, Rig #229, Rig #301, Rig #302, Rig #303, Rig #304, Rig #305, Rig #306, Rig #307, Rig #319, and Rig #321. | The following property is used 100% for pollution control and is installed to meet or exceed federal or state regulations: Drilling mud recycling system consisting of shaker tank system, shale shaker, de-silter, de-sander, and de-gasser on Rig #201, Rig #202, Rig #204, Rig #205, Rig #209, Rig #210, Rig #214, Rig #218, Rig #220, Rig #222, Rig #223, Rig #127, Rig #228, Rig #229, Rig #301, Rig #302, Rig #303, Rig #304, Rig #305, Rig #306, Rig #307, Rig #319, and Rig #321. | 2020-04-03 | 24776704 | 100
22997 | T1 | UNIT DRILLING COMPANY | STINNETT YARD | Latitude = 35.840769, Longitude = -101.447623 | Hutchinson County | TX | 79083 | HUTCHINSON | CN600969356 | RN110106473 | Drilling mud recycling system consisting of shaker tank system, shale shaker, de-silter, de-sander, and de-gasser on Rig #306, Rig #316, Rig #319, Rig #401, Rig #405, Rig #407, Rig #412, and Rig #413. | The following property is used 100% for pollution control and is installed to meet or exceed federal or state regulations: Drilling mud recycling system consisting of shaker tank system, shale shaker, de-silter, de-sander, and de-gasser on Rig #306, Rig #316, Rig #319, Rig #401, Rig #405, Rig #407, Rig #412, and Rig #413. | 2020-04-03 | 8116000 | 100
22998 | T2 | SOUTH TEXAS GATEWAY OPERATING LLC | BUCKEYE SOUTH TEXAS GATEWAY TERMINAL | 200 FM RD 1069 | INGLESIDE | TX | 78362 | SAN PATRICIO | CN605516392 | RN110369758 | Dock area erosion control consisting of geotextile fabric on a 17-acre slope at the dock basin, pre-cast articulated concrete block matting, cast-in-place concrete mattressing, and Revet-anchor blocks. | The following property is used 100% for pollution control and is installed to meet or exceed federal or state regulations: Dock area erosion control consisting of geotextile fabric on a 17-acre slope at the dock basin, pre-cast articulated concrete block matting, cast-in-place concrete mattressing, and Revet-anchor blocks | 2020-03-30 | 12610000 | 100
22999 | T1 | SOUTH TEXAS GATEWAY OPERATING LLC | BUCKEYE SOUTH TEXAS GATEWAY TERMINAL | 200 FM RD 1069 | INGLESIDE | TX | 78362 | SAN PATRICIO | CN605516392 | RN110369758 | Cathodic protection on storage tanks 1001-1008, 2001-2008, and 3001-3004 used to store oil/petroleum products. | The following property is used 100% for pollution control and is installed to meet or exceed federal or state regulations: Cathodic protection on storage tanks 1001-1008, 2001-2008, and 3001-3004 used to store oil/petroleum products. | 2020-04-22 | 1260000 | 100
23000 | T1 | SOUTH TEXAS GATEWAY OPERATING LLC | BUCKEYE SOUTH TEXAS GATEWAY TERMINAL | 200 FM RD 1069 | INGLESIDE | TX | 78362 | SAN PATRICIO | CN605516392 | RN110369758 | Valve manifold secondary containment consisting of a concrete floor and walls. | The following property is used 100% for pollution control and is installed to meet or exceed federal or state regulations: Valve manifold secondary containment consisting of a concrete floor and walls. | 2020-04-30 | 9170000 | 100
23001 | T1 | SOUTH TEXAS GATEWAY OPERATING LLC | BUCKEYE SOUTH TEXAS GATEWAY TERMINAL | 200 FM RD 1069 | INGLESIDE | TX | 78362 | SAN PATRICIO | CN605516392 | RN110369758 | Secondary containment consisting of earthen dikes forming a basin around the tank areas on site including approximately 50 acres of land containing the secondary containment, less the area of the tanks situated within the containment area. This use determination does not include land containing the tanks. | The following property is used 100% for pollution control and is installed to meet or exceed federal or state regulations: Secondary containment consisting of earthen dikes forming a basin around the tank areas on site including approximately 50 acres of land containing the secondary containment, less the area of the tanks situated within the containment area. This use determination does not include land containing the tanks. | 2020-03-30 | 11080000 | 100
23002 | T1 | SOUTH TEXAS GATEWAY OPERATING LLC | BUCKEYE SOUTH TEXAS GATEWAY TERMINAL | 200 FM RD 1069 | INGLESIDE | TX | 78362 | SAN PATRICIO | CN605516392 | RN110369758 | Stormwater controls used during construction including grading, eight-inch culverts, catch basins, silt fences and sediment logs. | The following property is used 100% for pollution control and is installed to meet or exceed federal or state regulations: Stormwater controls used during construction including grading, eight-inch culverts, catch basins, silt fences and sediment logs. | 2020-04-30 | 6340000 | 100
23003 | T2 | SOUTH TEXAS GATEWAY OPERATING LLC | BUCKEYE SOUTH TEXAS GATEWAY TERMINAL | 200 FM RD 1069 | INGLESIDE | TX | 78362 | SAN PATRICIO | CN605516392 | RN110369758 | Compensatory wetlands consisting of culverts and 272 acres of land. | The following property is used 100% for pollution control and is installed to meet or exceed federal or state regulations: Compensatory wetlands consisting of culverts and 272 acres of land. | 2020-05-06 | 4590000 | 100
23004 | T1 | SOUTH TEXAS GATEWAY OPERATING LLC | BUCKEYE SOUTH TEXAS GATEWAY TERMINAL | 200 FM RD 1069 | INGLESIDE | TX | 78362 | SAN PATRICIO | CN605516392 | RN110369758 | Dredged material placement area consisting of approximately 60 acres of land including dike walls. | The following property is used 100% for pollution control and is installed to meet or exceed federal or state regulations: Dredged material placement area consisting of approximately 60 acres of land including dike walls. | 2020-04-30 | 11016000 | 100
23005 | T1 | SOUTH TEXAS GATEWAY OPERATING LLC | BUCKEYE SOUTH TEXAS GATEWAY TERMINAL | 200 FM RD 1069 | INGLESIDE | TX | 78362 | SAN PATRICIO | CN605516392 | RN110369758 | Dredged spoil placement area including dike walls, piping, civil work, and 196 acres of land. | The following property is used 100% for pollution control and is installed to meet or exceed federal or state regulations: Dredged spoil placement area including dike walls, piping, civil work, and 196 acres of land. | 2020-04-30 | 23970000 | 100
23006 | T2 | SOUTH TEXAS GATEWAY OPERATING LLC | BUCKEYE SOUTH TEXAS GATEWAY TERMINAL | 200 FM RD 1069 | INGLESIDE | TX | 78362 | SAN PATRICIO | CN605516392 | RN110369758 | Geodesic dome roofs on tanks 1-20. | The following property is used 100% for pollution control and is installed to meet or exceed federal or state regulations: Geodesic dome roofs on tanks 1-20. | 2020-04-30 | 24390000 | 100
23007 | T1 | SOUTH TEXAS GATEWAY OPERATING LLC | BUCKEYE SOUTH TEXAS GATEWAY TERMINAL | 200 FM RD 1069 | INGLESIDE | TX | 78362 | SAN PATRICIO | CN605516392 | RN110369758 | Four vapor combustion units (VCU) dedicated to marine loading activities and one VCU dedicated to venting from onsite storage tanks consisting of vapor piping, valves, burners, stacks and associated operational equipment. | The following property is used 100% for pollution control and is installed to meet or exceed federal or state regulations: Four vapor combustion units (VCU) dedicated to marine loading activities and one VCU dedicated to venting from onsite storage tanks consisting of vapor piping, valves, burners, stacks and associated operational equipment. | 2020-03-30 | 23500000 | 100
23008 | T1 | SOUTH TEXAS GATEWAY OPERATING LLC | BUCKEYE SOUTH TEXAS GATEWAY TERMINAL | 200 FM RD 1069 | INGLESIDE | TX | 78362 | SAN PATRICIO | CN605516392 | RN110369758 | Internal floating roofs on tanks 1-20. | The following property is used 100% for pollution control and is installed to meet or exceed federal or state regulations: Internal floating roofs on tanks 1-20. | 2020-02-18 | 12220000 | 100
23009 | T1 | INDEPENDENCE CONTRACT DRILLING INC | HYDRALIFT | 11601 N GALAYDA ST | HOUSTON | TX | 77086 | HARRIS | CN604152918 | RN100664184 | Drilling mud recycling system consisting of shaker tank system, shale shaker, de-silter, de-sander, and de-gasser on Rig #324. | The following property is used 100% for pollution control and is installed to meet or exceed federal or state regulations: Drilling mud recycling system consisting of shaker tank system, shale shaker, de-silter, de-sander, and de-gasser on Rig #324. | 2020-04-03 | 1356275 | 100
23010 | T1 | SURGE OPERATING LLC | HOWARD COUNTY SWD PIPING | INTERCONNECTING PIPING FOR SWD WELLS ACROSS HOWARD COUNTY MAP AND PIPING DETAIL ATTACHED. | Howard County | TX | 79748 | HOWARD | CN605419498 | RN110969979 | 93.6192951 miles of 3-inch to 16-inch diameter piping that connect saltwater disposal wells. | The following property is used 100% for pollution control and is installed to meet or exceed federal or state regulations: 93.6192951 miles of 3-inch to 16-inch diameter piping that connect saltwater disposal wells. | 2020-03-30 | 49378000 | 100
23011 | T1 | SURGE OPERATING LLC | BORDEN COUNTY SWD PIPING | INTERCONNECTING PIPING FOR SWD WELLS ACROSS BORDEN COUNTY MAP AND PIPING DETAIL ATTACHED. | Borden County | TX | 79720 | BORDEN | CN605419498 | RN110969987 | 24.8624978 miles of 6-inch to 16-inch diameter piping that connect saltwater disposal wells. | The following property is used 100% for pollution control and is installed to meet or exceed federal or state regulations: 24.8624978 miles of 6-inch to 16-inch diameter piping that connect saltwater disposal wells. | 2020-03-30 | 16963000 | 100
23012 | T1 | SURGE OPERATING LLC | SHROYER 2D SWD | Latitude = 32.41399, Longitude = -101.567019 | Howard County | TX | 79748 | HOWARD | CN605419498 | RN110969995 | Saltwater disposal injection well consisting of two 1,000-barrel gun barrel tanks, two 500-barrel tanks, two Triplex pumps and 130-horsepower motors, wellhead, well casing, tubing, piping, gauges, meters, and ancillary equipment. | The following property is used 100% for pollution control and is installed to meet or exceed federal or state regulations: Saltwater disposal injection well consisting of two 1,000-barrel gun barrel tanks, two 500-barrel tanks, two Triplex pumps and 130-horsepower motors, wellhead, well casing, tubing, piping, gauges, meters, and ancillary equipment. | 2020-03-30 | 7151000 | 100
23013 | T1 | SURGE OPERATING LLC | MIDDLETON 38 1 SWD | Latitude = 32.486532, Longitude = -101.585893 | Howard County | TX | 79748 | HOWARD | CN605419498 | RN110970001 | Saltwater disposal injection well consisting of two 1,000-barrel gun barrel tanks, two 500-barrel tanks, two Triplex pumps and 130-horsepower motors, wellhead, well casing, tubing, piping, gauges, meters, and ancillary equipment. | The following property is used 100% for pollution control and is installed to meet or exceed federal or state regulations: Saltwater disposal injection well consisting of two 1,000-barrel gun barrel tanks, two 500-barrel tanks, two Triplex pumps and 130-horsepower motors, wellhead, well casing, tubing, piping, gauges, meters, and ancillary equipment. | 2020-03-30 | 2890000 | 100
23014 | T1 | SURGE OPERATING LLC | MIDDLETON 2D SWD | Latitude = 32.485752, Longitude = -101.582871 | Howard County | TX | 75069 | HOWARD | CN605419498 | RN110970019 | Saltwater disposal injection well consisting of two 1,000-barrel gun barrel tanks, two 500-barrel tanks, two Triplex pumps and 130-horsepower motors, wellhead, well casing, tubing, piping, gauges, meters, and ancillary equipment. | The following property is used 100% for pollution control and is installed to meet or exceed federal or state regulations: Saltwater disposal injection well consisting of two 1,000-barrel gun barrel tanks, two 500-barrel tanks, two Triplex pumps and 130-horsepower motors, wellhead, well casing, tubing, piping, gauges, meters, and ancillary equipment. | 2020-03-30 | 4811000 | 100
23015 | T1 | SURGE OPERATING LLC | HUGHES 1D SWD | Latitude = 32.43868, Longitude = -101.6072 | Howard County | TX | 79748 | HOWARD | CN605419498 | RN110970027 | Saltwater disposal injection well consisting of two 1,000-barrel gun barrel tanks, two 500-barrel tanks, two Triplex pumps and 130-horsepower motors, wellhead, well casing, tubing, piping, gauges, meters, and ancillary equipment. | The following property is used 100% for pollution control and is installed to meet or exceed federal or state regulations: Saltwater disposal injection well consisting of two 1,000-barrel gun barrel tanks, two 500-barrel tanks, two Triplex pumps and 130-horsepower motors, wellhead, well casing, tubing, piping, gauges, meters, and ancillary equipment. | 2020-03-30 | 2308000 | 100
23016 | T1 | SURGE OPERATING LLC | GARRETT-SNELL UNIT B 36-25 1D SWD | Latitude = 32.387781, Longitude = -101.530557 | Howard County | TX | 79748 | HOWARD | CN605419498 | RN110970035 | Saltwater disposal injection well consisting of two 1,000-barrel gun barrel tanks, two 500-barrel tanks, two Triplex pumps and 130-horsepower motors, wellhead, well casing, tubing, piping, gauges, meters, and ancillary equipment. | The following property is used 100% for pollution control and is installed to meet or exceed federal or state regulations: Saltwater disposal injection well consisting of two 1,000-barrel gun barrel tanks, two 500-barrel tanks, two Triplex pumps and 130-horsepower motors, wellhead, well casing, tubing, piping, gauges, meters, and ancillary equipment. | 2020-03-30 | 5277000 | 100
23017 | T1 | SURGE OPERATING LLC | ELROD-ANTELL 1D SWD | Latitude = 32.435831, Longitude = -101.570429 | Howard County | TX | 75069 | HOWARD | CN605419498 | RN110970043 | Saltwater disposal injection well consisting of two 1,000-barrel gun barrel tanks, two 500-barrel tanks, two Triplex pumps and 130-horsepower motors, wellhead, well casing, tubing, piping, gauges, meters, and ancillary equipment. | The following property is used 100% for pollution control and is installed to meet or exceed federal or state regulations: Saltwater disposal injection well consisting of two 1,000-barrel gun barrel tanks, two 500-barrel tanks, two Triplex pumps and 130-horsepower motors, wellhead, well casing, tubing, piping, gauges, meters, and ancillary equipment. | 2020-03-30 | 5324000 | 100
23018 | T1 | SURGE OPERATING LLC | ROGERS 1 SWD | Latitude = 32.537193, Longitude = -101.448154 | Borden County | TX | 79720 | BORDEN | CN605419498 | RN110970050 | Saltwater disposal injection well consisting of two 1,000-barrel gun barrel tanks, two 500-barrel tanks, two Triplex pumps and 130-horsepower motors, wellhead, well casing, tubing, piping, gauges, meters, and ancillary equipment. | The following property is used 100% for pollution control and is installed to meet or exceed federal or state regulations: Saltwater disposal injection well consisting of two 1,000-barrel gun barrel tanks, two 500-barrel tanks, two Triplex pumps and 130-horsepower motors, wellhead, well casing, tubing, piping, gauges, meters, and ancillary equipment. | 2020-03-30 | 3784000 | 100
23019 | T1 | SURGE OPERATING LLC | GUNSIGHT 1D SWD | Latitude = 32.537097, Longitude = -101.415206 | Borden County | TX | 79720 | BORDEN | CN605419498 | RN110970068 | Saltwater disposal injection well consisting of two 1,000-barrel gun barrel tanks, two 500-barrel tanks, two Triplex pumps and 130-horsepower motors, wellhead, well casing, tubing, piping, gauges, meters, and ancillary equipment. | The following property is used 100% for pollution control and is installed to meet or exceed federal or state regulations: Saltwater disposal injection well consisting of two 1,000-barrel gun barrel tanks, two 500-barrel tanks, two Triplex pumps and 130-horsepower motors, wellhead, well casing, tubing, piping, gauges, meters, and ancillary equipment. | 2020-03-30 | 3814000 | 100
23020 | T1 | SURGE OPERATING LLC | DRAGON 1D SWD | Latitude = 32.54088, Longitude = -101.542462 | Howard County | TX | 79738 | HOWARD | CN605419498 | RN110970076 | Saltwater disposal injection well consisting of two 1,000-barrel gun barrel tanks, two 500-barrel tanks, two Triplex pumps and 130-horsepower motors, wellhead, well casing, tubing, piping, gauges, meters, and ancillary equipment. | The following property is used 100% for pollution control and is installed to meet or exceed federal or state regulations: Saltwater disposal injection well consisting of two 1,000-barrel gun barrel tanks, two 500-barrel tanks, two Triplex pumps and 130-horsepower motors, wellhead, well casing, tubing, piping, gauges, meters, and ancillary equipment. | 2020-03-30 | 4427000 | 100
23021 | T1 | INTERCONTINENTAL TERMINALS COMPANY LLC | INTERCONTINENTAL TERMINALS PASADENA TERMINAL | 1030 ETHYL ROAD | PASADENA | TX | 77503 | HARRIS | CN601470222 | RN106119175 | Vapor combustion unit #3. | The following property is used 100% for pollution control and is installed to meet or exceed federal or state regulations: Vapor combustion unit #3. | 2020-02-25 | 2771900 | 100
23022 | T1 | COVIA HOLDINGS CORPORATION | 185 BAKER | 825 GRANDVIEW ST | ODESSA | TX | 79762 | ECTOR | CN600795777 | RN106237415 | Dust collector. | NOD response not received | 2020-05-20 | 47000 | 100
23023 | T1 | COVIA HOLDINGS CORPORATION | 19 CLEBURNE | 1788 COUNTY ROAD 308 | CLEBURNE | TX | 76033 | WARD | CN600795777 | RN101548956 | Dust collection system consisting of dust collectors and associated ducts and storage bins. | NOD response not received | 2020-09-03 | 295000 | 100
23024 | T1 | COVIA HOLDINGS CORPORATION | 19 CLEBURNE | 1788 COUNTY ROAD 308 | CLEBURNE | TX | 76033 | WARD | CN600795777 | RN101548956 | Dry cyclones. | NOD response not received | 2020-05-20 | 114500 | 100
23025 | T1 | COVIA HOLDINGS CORPORATION | 19 CLEBURNE | 1788 COUNTY ROAD 308 | CLEBURNE | TX | 76033 | WARD | CN600795777 | RN101548956 | Wet scrubber. | NOD response not received | 2020-09-03 | 252350 | 100
23026 | T1 | COVIA HOLDINGS CORPORATION | 19 CLEBURNE | 1788 COUNTY ROAD 308 | CLEBURNE | TX | 76033 | WARD | CN600795777 | RN101548956 | Sumps and de-watering pumps. | NOD response not received | 2020-09-03 | 830000 | 100
23027 | T1 | CEMEX CONSTRUCTION MATERIALS SOUTH LLC | CEMEX CEMENT OF TEXAS | 2580 WALD RD | NEW BRAUNFELS | TX | 78132 | COMAL | CN603403973 | RN102605375 | 2019 Peterbilt Vactor Guzzler High Vac PD Hibon 8702-27, 18yd Debris -VIN XXXXXXXXXXXXXXXXX, 2019 Isuzu Tymco DST-4 Dustless Regenerative Air Sweeper - VIN XXXXXXXXXXXXXXXXX, and 8,108 square feet of concrete paving. | The following property is used 100% for pollution control and is installed to meet or exceed federal or state regulations: 2019 Peterbilt Vactor Guzzler High Vac PD Hibon 8702-27, 18yd Debris -VIN XXXXXXXXXXXXXXXXX, 2019 Isuzu Tymco DST-4 Dustless Regenerative Air Sweeper - VIN XXXXXXXXXXXXXXXXX, and 8,108 square feet of concrete paving. | 2020-04-17 | 528784 | 100
23028 | T1 | E R CARPENTER LP | EPS INSULATION FACILITY DESOTO | 419 PEREGRINE WAY | DESOTO | TX | 75115 | DALLAS | CN600125058 | RN110276722 | Pentane collection system consisting of hoods, ducts, blowers, and enclosure walls around the pentane drying bed used to collect pentane. | The following property is used 100% for pollution control and is installed to meet or exceed federal or state regulations: Pentane collection system consisting of hoods, ducts, blowers, and enclosure walls around the pentane drying bed used to collect pentane. | 2020-04-17 | 632902 | 100
23029 | T1 | COVIA HOLDINGS CORPORATION | 203 CRANE | 10750 RANCH ROAD 1233 | CRANE | TX | 79731 | CRANE | CN600795777 | RN109992313 | Dust collection system including dust collectors, fans, and baghouse filters. | NOD response not received | 2020-09-03 | 3142134 | 100
23030 | T1 | COVIA HOLDINGS CORPORATION | 203 CRANE | 10750 RANCH ROAD 1233 | CRANE | TX | 79731 | CRANE | CN600795777 | RN109992313 | Attrition scrubbers. | NOD response not received | 2020-09-03 | 3229411 | 100
23031 | T1 | COVIA HOLDINGS CORPORATION | 203 CRANE | 10750 RANCH ROAD 1233 | CRANE | TX | 79731 | CRANE | CN600795777 | RN109992313 | Exhaust stacks and burners. | NOD response not received | 2020-09-03 | 893428 | 100
23032 | T1 | COVIA HOLDINGS CORPORATION | 203 CRANE | 10750 RANCH ROAD 1233 | CRANE | TX | 79731 | CRANE | CN600795777 | RN109992313 | Dry cyclones and multi cyclones. | NOD response not received | 2020-09-03 | 1025000 | 100
23033 | T1 | ENTERPRISE CRUDE PIPELINE LLC | ENTERPRISE INTERSTATE CRUDE EL CAMINO STATION | 16801 FM 1787 | ODESSA | TX | 79766 | MIDLAND | CN603272592 | RN105193858 | Floating roof and primary and secondary seals on tank ELC - TK - 2000. | The following property is used 100% for pollution control and is installed to meet or exceed federal or state regulations: Floating roof and primary and secondary seals on tank ELC - TK - 2000. | 2020-02-25 | 790734 | 100
23034 | T1 | COVIA HOLDINGS CORPORATION | 203 CRANE | 10750 RANCH ROAD 1233 | CRANE | TX | 79731 | CRANE | CN600795777 | RN109992313 | Dewatering system consisting of pumps, sumps, belt filters, and de-water wheel. | NOD response not received | 2020-09-03 | 5355494 | 100
23035 | T1 | COVIA HOLDINGS CORPORATION | 203 CRANE | 10750 RANCH ROAD 1233 | CRANE | TX | 79731 | CRANE | CN600795777 | RN109992313 | Dewatering pumps. | NOD response not received | 2020-09-03 | 4392917 | 100
23036 | T1 | COVIA HOLDINGS CORPORATION | KERMIT | 8031 E STATE HIGHWAY 115 | KERMIT | TX | 79745 | WINKLER | CN600795777 | RN109877159 | Sumps/dewatering pumps. | NOD response not received | 2020-09-03 | 1510000 | 100
23037 | T1 | COVIA HOLDINGS CORPORATION | KERMIT | 8031 E STATE HIGHWAY 115 | KERMIT | TX | 79745 | WINKLER | CN600795777 | RN109877159 | Dry cyclone. | NOD response not received | 2020-02-20 | 820000 | 100
23038 | T1 | COVIA HOLDINGS CORPORATION | KERMIT | 8031 E STATE HIGHWAY 115 | KERMIT | TX | 79745 | WINKLER | CN600795777 | RN109877159 | Dust collectors. | NOD response not received | 2020-02-20 | 1739760 | 100
23039 | T1 | COVIA HOLDINGS CORPORATION | KERMIT | 8031 E STATE HIGHWAY 115 | KERMIT | TX | 79745 | WINKLER | CN600795777 | RN109877159 | Stacks. | NOD response not received | 2020-05-20 | 515000 | 100
23040 | T1 | COVIA HOLDINGS CORPORATION | MONAHANS | 3847 STATE HWY 18 MONAHANS TX 79756 | Ward County | TX | 79756 | WARD | CN600795777 | RN110975034 | Exhaust stack. | NOD response not received | 2020-05-20 | 113500 | 100
23041 | T1 | ENTERPRISE CRUDE PIPELINE LLC | ENTERPRISE CRUDE PIPELINE SEALY TERMINAL | 531 KERSTEN RD | SEALY | TX | 77474 | AUSTIN | CN603272592 | RN110079522 | Floating roofs and primary and secondary seals on tanks SLY - TK â€“ 3510 and SLY - TK - 3511. | The following property is used 100% for pollution control and is installed to meet or exceed federal or state regulations: Floating roofs and primary and secondary seals on tanks SLY - TK – 3510 and SLY - TK - 3511. | 2020-02-25 | 4940416 | 100
23042 | T1 | COVIA HOLDINGS CORPORATION | SUGARLAND | 3 SUGAR CREEK CENTER ROAD | SUGAR LAND | TX | 74478 | FORT BEND | CN600795777 | RN110976081 | Dust collector. | NOD response not received | 2020-05-20 | 28900 | 100
23043 | T1 | COVIA HOLDINGS CORPORATION | UNIMIN TEXAS TROUP FACILITY I | 1 MI S ON SH 110 FROM JUNCTION OF HWY 110 & 135 ON W SIDE OF RD | Cherokee County | TX | 75789 | CHEROKEE | CN600795777 | RN100219120 | Dust collector. | NOD response not received | 2020-09-03 | 160000 | 100
23044 | T1 | COVIA HOLDINGS CORPORATION | UNIMIN TEXAS TROUP FACILITY I | 1 MI S ON SH 110 FROM JUNCTION OF HWY 110 & 135 ON W SIDE OF RD | Cherokee County | TX | 75789 | CHEROKEE | CN600795777 | RN100219120 | Sumps/dewatering pumps. | NOD response not received | 2020-05-20 | 103139 | 100
23045 | T1 | COVIA HOLDINGS CORPORATION | UNIMIN WHITSETT TERMINAL | 657 FM 99 | WHITSETT | TX | 78075 | LIVE OAK | CN600795777 | RN106200728 | Dust collection filter. | NOD response not received | 2020-05-20 | 315000 | 100 | R
23046 | T1 | COVIA HOLDINGS CORPORATION | UNIMIN WHITSETT TERMINAL | 657 FM 99 | WHITSETT | TX | 78075 | LIVE OAK | CN600795777 | RN106200728 | Sumps/dewatering pumps. | NOD response not received | 2020-05-20 | 60000 | 100
23047 | T1 | COVIA HOLDINGS CORPORATION | SOUTHERN COTTON OIL | 101 FM 419 | SWEETWATER | TX | 79556 | NOLAN | CN600795777 | RN101648640 | Dust collector. | NOD response not received | 2020-09-03 | 381350 | 100
23048 | T1 | TXI OPERATIONS LP | FREEWAY RM 2 WINTERGREEN READY MIX | 1101 E WINTERGREEN RD | DESOTO | TX | 75115 | DALLAS | CN600125157 | RN102455235 | CP-7500 Dust Collector. | The following property is used 100% for pollution control and is installed to meet or exceed federal or state regulations: CP-7500 Dust Collector. | 2020-04-30 | 500000 | 100
23049 | T1 | MARTIN MARIETTA MATERIALS SOUTHWEST LLC | BEDROCK QUARRY | 5529 HIGHWAY 27 | CENTER POINT | TX | 78010 | KERR | CN605057868 | RN102168952 | Ford F750 Water Truck VIN XXXXXXXXXXXXXXXXX. | The following property is used 100% for pollution control and is installed to meet or exceed federal or state regulations: Ford F750 Water Truck VIN XXXXXXXXXXXXXXXXX. | 2020-04-03 | 99651.6 | 100
23050 | T1 | MARTIN MARIETTA MATERIALS SOUTHWEST INC | HELOTES MATERIALS SITE | 17982 TEXAS 16 | HELOTES | TX | 78023 | BEXAR | CN603213315 | RN103016002 | Wheel wash. | The following property is used 100% for pollution control and is installed to meet or exceed federal or state regulations: Wheel wash. | 2020-05-13 | 175629.07 | 100
23051 | T1 | TXI OPERATIONS LP | TXI ODESSA CEMENT TERMINAL | 2505 S GRANDVIEW AVE | ODESSA | TX | 79766 | ECTOR | CN600125157 | RN110474459 | Dust collector. | The following property is used 100% for pollution control and is installed to meet or exceed federal or state regulations: Dust collector. | 2020-04-30 | 266000 | 100
23052 | T1 | MARTIN MARIETTA MATERIALS SOUTHWEST LLC | GARWOOD PLANT | 6747 HIGHWAY 71 | GARWOOD | TX | 77442 | COLORADO | CN605057868 | RN103102398 | Spray bar gravel wash system. | The following property is used 100% for pollution control and is installed to meet or exceed federal or state regulations: Spray bar gravel wash system. | 2020-04-03 | 20735 | 100
23053 | T1 | RATLIFF READY-MIX LP | CORSICANA PLANT 27 | 1820 JESTER DR | CORSICANA | TX | 75109 | NAVARRO | CN602805442 | RN102773850 | Dust collector. | The following property is used 100% for pollution control and is installed to meet or exceed federal or state regulations: CP-7500 Dust Collector. | 2020-04-30 | 49000 | 100
23054 | T1 | TXI OPERATIONS LP | TEXARKANA 2043 | 2515 W 7TH ST | TEXARKANA | TX | 75501 | BOWIE | CN600125157 | RN102206471 | Dust collector. | The following property is used 100% for pollution control and is installed to meet or exceed federal or state regulations: Dust collector. | 2020-04-30 | 52000 | 100
23055 | T1 | RATLIFF READY-MIX LP | RATLIFF READY MIX TEMPLE PLANT 24 | 4960 WEST FM 93 | BELTON | TX | 76513 | BELL | CN602805442 | RN106418403 | CP-10000 dust collector. | The following property is used 100% for pollution control and is installed to meet or exceed federal or state regulations: CP-10000 dust collector. | 2020-06-10 | 80000 | 100
23056 | T1 | CORPUS CHRISTI LIQUEFACTION LLC | CORPUS CHRISTI LIQUEFACTION | 622 HWY 35 | GREGORY | TX | 78359 | SAN PATRICIO | CN604136374 | RN104104716 | The incremental difference in cost between liquefied natural gas double-walled storage tank (tank 3) and a comparable single-walled tank. | The following property is used 100% for pollution control and is installed to meet or exceed federal or state regulations: The incremental difference in cost between liquefied natural gas double-walled storage tank (tank 3) and a comparable single-walled tank. | 2020-04-17 | 30152973 | 100
23057 | T1 | CORPUS CHRISTI LIQUEFACTION LLC | CORPUS CHRISTI LIQUEFACTION | 622 HWY 35 | GREGORY | TX | 78359 | SAN PATRICIO | CN604136374 | RN104104716 | The incremental difference in cost between liquefied natural gas double-walled storage tank (tank 2) and a comparable single-walled tank. | The following property is used 100% for pollution control and is installed to meet or exceed federal or state regulations: The incremental difference in cost between liquefied natural gas double-walled storage tank (tank 2) and a comparable single-walled tank. | 2020-04-17 | 30152973 | 100
23058 | T1 | CORPUS CHRISTI LIQUEFACTION LLC | CORPUS CHRISTI LIQUEFACTION | 622 HWY 35 | GREGORY | TX | 78359 | SAN PATRICIO | CN604136374 | RN104104716 | The incremental difference in cost between liquefied natural gas double-walled storage tank (tank 1) and a comparable single-walled tank. | The following property is used 100% for pollution control and is installed to meet or exceed federal or state regulations: The incremental difference in cost between liquefied natural gas double-walled storage tank (tank 1) and a comparable single-walled tank. | 2020-04-17 | 30152973 | 100
23059 | T1 | TXI OPERATIONS LP | TXI GREEN READY MIX | 13101 HAROLD GREEN DR | AUSTIN | TX | 78725 | TRAVIS | CN600125157 | RN106224462 | Dust collector. | The following property is used 100% for pollution control and is installed to meet or exceed federal or state regulations: Dust collector. | 2020-04-30 | 85000 | 100
23060 | T1 | TXI OPERATIONS LP | FREEWAY RM 8 | 12900 LAKE JUNE RD | BALCH SPRINGS | TX | 75180 | DALLAS | CN600125157 | RN102455540 | CP-7500 dust collector. | The following property is used 100% for pollution control and is installed to meet or exceed federal or state regulations: CP-7500 dust collector. | 2020-04-30 | 50000 | 100
23061 | T1 | MARTIN MARIETTA MATERIALS SOUTHWEST LLC | ROBSTOWN RAIL YARD | 3901 COUNTY ROAD 36 | ROBSTOWN | TX | 78380 | NUECES | CN605057868 | RN106269210 | Ford F750 Water Truck with 2000-gallon tank VIN XXXXXXXXXXXXXXXXX. | The following property is used 100% for pollution control and is installed to meet or exceed federal or state regulations: Ford F750 Water Truck with 2000-gallon tank VIN XXXXXXXXXXXXXXXXX. | 2020-04-03 | 92826.58 | 100
23062 | T1 | TXI OPERATIONS LP | TXI - SUPER SLURRY 212 | 0.45 MILES NORTH ON BOB PHINNEY DR FROM THE INTERSECTION OF BOB PHINNEY DR AND HARMONSON RD | Tarrant County | TX | 76247 | TARRANT | CN600125157 | RN110508413 | Freightliner Water Truck M2 106 with 3000-gallon tank VIN XXXXXXXXXXXXXXXXX. | The following property is used 100% for pollution control and is installed to meet or exceed federal or state regulations: Freightliner Water Truck M2 106 with 3000-gallon tank VIN XXXXXXXXXXXXXXXXX. | 2020-03-05 | 44382.5 | 100
23063 | T1 | TXI OPERATIONS LP | TXI CHALK HILL PROPERTY | 1533 CHALK HILL RD | DALLAS | TX | 75211 | DALLAS | CN600125157 | RN104468129 | Slurry plant dust collector. | The following property is used 100% for pollution control and is installed to meet or exceed federal or state regulations: Slurry plant dust collector. | 2020-04-03 | 21729.51 | 100
23064 | T1 | AMP TEXAS PIPELINES LLC | BATTLE HORSE PLANT | 10356 OLD MILL CREEK RD | BRENHAM | TX | 77833 | WASHINGTON | CN605548759 | RN110521051 | Flare system consisting of flare tips, pumps, burners, stacks and flow meters. | The following property is used 100% for pollution control and is installed to meet or exceed federal or state regulations: Flare system consisting of flare tips, pumps, burners, stacks and flow meters. | 2020-04-08 | 1925750 | 100
23065 | T1 | BLACK MOUNTAIN SAND EAGLE FORD LLC | CARRIZO FACILITY | 1176 MERZ CIR | CARRIZO SPRINGS | TX | 78834 | DIMMIT | CN605568229 | RN110796018 | Dust collection system consisting of hoods, ducts, collectors, fans, motors, and baghouse. | The following property is used 100% for pollution control and is installed to meet or exceed federal or state regulations: Dust collection system consisting of hoods, ducts, collectors, fans, motors, and baghouse. | 2020-05-13 | 4500000 | 100
23066 | T1 | BLUEWING MIDSTREAM LLC | BLUEWING ROYAL | 1005 W ANCHOR RD | BROWNSVILLE | TX | 78521 | CAMERON | CN605433085 | RN104735782 | Internal floating roofs and ancillary seals on tanks 2401, 3004, 3005, 3006, 3007, 3008, 4301, and 4302. | The following property is used 100% for pollution control and is installed to meet or exceed federal or state regulations: Internal floating roofs and ancillary seals on tanks 2401, 3004, 3005, 3006, 3007, 3008, 4301, and 4302. | 2020-05-20 | 1060000 | 100
23067 | T1 | BLACK MOUNTAIN SAND EAGLE FORD LLC | BIGFOOT FACILITY | 4606 FM 2504 | POTEET | TX | 78065 | ATASCOSA | CN605568229 | RN110172962 | Dust collection system consisting of hoods, ducts, collectors, fans, motors, and baghouse. | The following property is used 100% for pollution control and is installed to meet or exceed federal or state regulations: Dust collection system consisting of hoods, ducts, collectors, fans, motors, and baghouse. | 2020-06-13 | 4500000 | 100
23068 | T1 | BLUEWING ONE LLC | BROWNSVILLE TERMINAL | 11700 OLD HIGHWAY 48 | BROWNSVILLE | TX | 78521 | CAMERON | CN605283233 | RN105195317 | Internal floating roofs and ancillary seals on tanks 1, 2, 3, 4, 5, 6, 7, 10, 11, 12, and 13. | The following property is used 100% for pollution control and is installed to meet or exceed federal or state regulations: Internal floating roofs and ancillary seals on tanks 1, 2, 3, 4, 5, 6, 7, 10, 11, 12, and 13. | 2020-05-20 | 2462000 | 100
23069 | T1 | MVP TERMINALLING LLC | PASADENA TERMINAL | Latitude = 29.728728, Longitude = -95.159751 | Harris County | TX | 77503 | HARRIS | CN605429364 | RN109347518 | Internal floating roofs and seals on tanks TK- 1608, TK- 1609, TK- 1610, TK- 1611, TK- 1612, TK- 1635, TK- 1636, TK- 1637, TK- 1638, TK- 1639, TK- 1640, TK- 1641, TK- 1642, TK- 1643, TK- 1644, TK- 1645, TK- 1646, TK- 1647, TK- 1648, TK- 1649, TK- 1650, TK- 1651, TK- 1652, TK- 1653, TK- 101, TK- 102, TK- 103, TK- 201, TK- 202, TK- 203, TK- 204, TK- 602, TK-603, and TK-804. | The following property is used 100% for pollution control and is installed to meet or exceed federal or state regulations: Internal floating roofs and seals on tanks TK- 1608, TK- 1609, TK- 1610, TK- 1611, TK- 1612, TK- 1635, TK- 1636, TK- 1637, TK- 1638, TK- 1639, TK- 1640, TK- 1641, TK- 1642, TK- 1643, TK- 1644, TK- 1645, TK- 1646, TK- 1647, TK- 1648, TK- 1649, TK- 1650, TK- 1651, TK- 1652, TK- 1653, TK- 101, TK- 102, TK- 103, TK- 201, TK- 202, TK- 203, TK- 204, TK- 602, TK-603, and TK-804. | 2020-04-15 | 39133500 | 100
23070 | T1 | DARLING INGREDIENTS INC | GRAPELAND SITE | 834 FM 227 E | GRAPELAND | TX | 75844 | HOUSTON | CN600480826 | RN109834754 | Baghouse (BH-1 and BH-2) system consisting of Feather Bin Bag House, Silo Bag House #1, and Silo Bag House #2. | The following property is used 100% for pollution control and is installed to meet or exceed federal or state regulations: Baghouse (BH-1 and BH-2) system consisting of Feather Bin Bag House, Silo Bag House #1, and Silo Bag House #2. | 2020-05-06 | 111480 | 100
23071 | T1 | DARLING INGREDIENTS INC | GRAPELAND SITE | 834 FM 227 E | GRAPELAND | TX | 75844 | HOUSTON | CN600480826 | RN109834754 | Air Room Scrubber (RASCRUB) system consisting of a cross flow air scrubber. | The following property is used 100% for pollution control and is installed to meet or exceed federal or state regulations: Air Room Scrubber (RASCRUB) system consisting of a cross flow air scrubber. | 2020-05-06 | 372950 | 100
23072 | T1 | REDI-MIX LLC | REDI-MIX | 406 E SYCAMORE ST | DENTON | TX | 76205 | DENTON | CN603242058 | RN102557642 | Central Baghouse Dust Collector. | The following property is used 100% for pollution control and is installed to meet or exceed federal or state regulations: Central Baghouse Dust Collector. | 2020-04-17 | 45080 | 100
23073 | T1 | REDI-MIX LLC | REDI MIX - GAINESVILLE PLT 7 | 508 E SCOTT ST | GAINESVILLE | TX | 76240 | COOKE | CN603242058 | RN102193307 | Replacement of Central Baghouse Dust Collector. | The following property is used 100% for pollution control and is installed to meet or exceed federal or state regulations: Replacement of Central Baghouse Dust Collector. | 2020-04-17 | 45130 | 100
23074 | T1 | REDI-MIX LLC | CUSTOM CRETE JOE FIELD SITE | 2624 JOE FIELD RD | DALLAS | TX | 75229 | DALLAS | CN603242058 | RN100711480 | Silo-top baghouse/dust collector used to control particulate matter during the delivery of cement/flyash to the material silos. The silo-top baghouse/dust collector prevents particulate matter from escaping to ambient air by filtering through filters/bags. When filters/bags have reached their useful life and unable to filter they are thrown away and replaced with new. | The following property is used 100% for pollution control and is installed to meet or exceed federal or state regulations: Silo-top baghouse/dust collector. | 2020-04-17 | 15548 | 100
23075 | T1 | DARLING INGREDIENTS INC | GRAPELAND SITE | 834 FM 227 E | GRAPELAND | TX | 75844 | HOUSTON | CN600480826 | RN109834754 | Regenerative thermal oxidizer system consisting of a 10K Scrubber, Regenerative Thermal Oxidizer, 5k Venturi Scrubber, 10k Venturi Scrubber, 60HP Fan, and 5K Scrubber. | The following property is used 100% for pollution control and is installed to meet or exceed federal or state regulations: Regenerative thermal oxidizer system consisting of a 10K Scrubber, Regenerative Thermal Oxidizer, 5k Venturi Scrubber, 10k Venturi Scrubber, 60HP Fan, and 5K Scrubber. | 2020-05-06 | 1198914 | 100
23076 | T1 | DARLING INGREDIENTS INC | GRAPELAND SITE | 834 FM 227 E | GRAPELAND | TX | 75844 | HOUSTON | CN600480826 | RN109834754 | Wastewater treatment system consisting of an Air Condenser for 2600 Cooker, Final Effluent Lagoon Floating Aerator, Polymer Feed Pump-Dissolved Air Flotation (DAF) Clarifier, ACC 420 Air Condenser for 4300 Cooker, DAF Clarifier, Lagoon Liner System, Air Condenser for 4300 Feather Dryer, Floating Cover System, Pretreatment DAF #1, Aerobic Reactor Floating Aerator, Dry Polymer Batching System-DAF Clarifier, Lagoon Sludge Recovery System, Jet Aeration System Manifold, and Pretreatment DAF #2. | The following property is used 100% for pollution control and is installed to meet or exceed federal or state regulations:The following property is used 100% for pollution control and is installed to meet or exceed federal or state regulations: Wastewater treatment system consisting of an Air Condenser for 2600 Cooker, Final Effluent Lagoon Floating Aerator, Polymer Feed Pump-Dissolved Air Flotation (DAF) Clarifier, ACC 420 Air Condenser for 4300 Cooker, DAF Clarifier, Lagoon Liner System, Air Condenser for 4300 Feather Dryer, Floating Cover System, Pretreatment DAF #1, Aerobic Reactor Floating Aerator, Dry Polymer Batching System-DAF Clarifier, Lagoon Sludge Recovery System, Jet Aeration System Manifold, and Pretreatment DAF #2. | 2020-05-06 | 2973740.65 | 100
23077 | T1 | DARLING INGREDIENTS INC | DARLING INGREDIENTS DALLAS | 1240 SARGENT RD | DALLAS | TX | 75203 | DALLAS | CN600480826 | RN100795160 | Grease high intensity scrubber system consisting of two packed tower pumps, mist eliminator, YG Plant Packing, 48 Packed Tower Fan, 48 Aeiovent Fan, and a scrubber. | The following property is used 100% for pollution control and is installed to meet or exceed federal or state regulations: Grease high intensity scrubber system consisting of two packed tower pumps, mist eliminator, YG Plant Packing, 48 Packed Tower Fan, 48 Aeiovent Fan, and a scrubber. | 2020-05-06 | 193894 | 100
23078 | T1 | DARLING INGREDIENTS INC | GRAPELAND SITE | Latitude = 31.497604, Longitude = -95.461458 | Houston County | TX | 75844 | HOUSTON | CN600480826 | RN109834754 | Biogas handling system including a pond flare. | The following property is used 100% for pollution control and is installed to meet or exceed federal or state regulations: Biogas handling system consisting of a pond flare. | 2020-05-06 | 249111 | 100
23080 | T1 | DARLING INGREDIENTS INC | DARLING INGREDIENTS DALLAS | 1240 SARGENT RD | DALLAS | TX | 75203 | DALLAS | CN600480826 | RN100795160 | Rendering room air scrubber system consisting of a Radox chemical system upgrade, mist eliminator – second stage, first stage mist eliminator section, crossflow tanks #1 and #2, crossflow fan 66 D9 Vaneaxial, crossflow mist eliminator – 2nd, and caustic tank. | The following property is used 100% for pollution control and is installed to meet or exceed federal or state regulations: Rendering room air scrubber system consisting of a Radox chemical system upgrade, mist eliminator – second stage, first stage mist eliminator section, crossflow tanks #1 and #2, crossflow fan 66 D9 Vaneaxial, crossflow mist eliminator – 2nd, and caustic tank. | 2020-05-06 | 103111 | 100
23081 | T1 | DARLING INGREDIENTS INC | DARLING INGREDIENTS BASTROP | 264 FM 2336 | BASTROP | TX | 78602 | BASTROP | CN600480826 | RN101638641 | Wastewater treatment system consisting of a cleanout WW ponds 3 and 4, dissolved air flotation (DAF) system, DAF electrical system, aerators #1 and #2 in ponds #4 and #5, aerators #3 and #4 in pond#4, wastewater pond #1 Flumper, two 75hp aerators, one 50 hp aerator, one 25 hp aerator, Bastrop treated wastewater (construction of aerated lagoon #3), lagoon cover and gas flare system, and aeration system. | The following property is used 100% for pollution control and is installed to meet or exceed federal or state regulations: Wastewater treatment system consisting of a cleanout WW ponds 3 and 4, dissolved air flotation (DAF) system, DAF electrical system, aerators #1 and #2 in ponds #4 and #5, aerators #3 and #4 in pond#4, wastewater pond #1 Flumper, two 75hp aerators, one 50 hp aerator, one 25 hp aerator, Bastrop treated wastewater (construction of aerated lagoon #3), lagoon cover and gas flare system, and aeration system. | 2020-05-06 | 1567171 | 100
23082 | T1 | GRIFFIN INDUSTRIES LLC | GRIFFIN INDUSTRIES | 264 FM 2336 | BASTROP | TX | 78602 | BASTROP | CN600473482 | RN110355575 | Room air scrubber system consisting of a crossflow air scrubber and fan. | The following property is used 100% for pollution control and is installed to meet or exceed federal or state regulations: Room air scrubber system consisting of a crossflow air scrubber and fan. | 2020-05-06 | 603358 | 100
23083 | T1 | GRIFFIN INDUSTRIES LLC | GRIFFIN INDUSTRIES | 264 FM 2336 | BASTROP | TX | 78602 | BASTROP | CN600473482 | RN110355575 | Regenerative thermal oxidizer system consisting of a regenerative thermal oxidizer, air handling equipment, scrubbers, and scrubber SS stack. | The following property is used 100% for pollution control and is installed to meet or exceed federal or state regulations: Regenerative thermal oxidizer system consisting of a regenerative thermal oxidizer, air handling equipment, scrubbers, and scrubber SS stack. | 2020-05-13 | 2156822 | 100
23084 | T1 | DARLING INGREDIENTS INC | DARLING INGREDIENTS DALLAS | 1240 SARGENT RD | DALLAS | TX | 75203 | DALLAS | CN600480826 | RN100795160 | Wastewater treatment system consisting of upgraded wastewater piping, a wastewater programmer, controllers -waste water, a skimmer surge tank, wastewater treatment system, and 4 main force pipe from PAT to WTR TRMT. | The following property is used 100% for pollution control and is installed to meet or exceed federal or state regulations: Wastewater treatment system consisting of upgraded wastewater piping, a wastewater programmer, controllers -waste water, a skimmer surge tank, wastewater treatment system, and 4 main force pipe from PAT to WTR TRMT. | 2020-05-06 | 352659 | 100
23085 | T1 | NAVITAS MIDSTREAM MIDLAND BASIN LLC | DEFS SPRAYBERRY PLANT | 13701 E COUNTY ROAD 230 | MIDLAND | TX | 79706 | MIDLAND | CN604937243 | RN101229607 | Flares and knockout tanks. | NOD response not received | 2020-06-15 | 0 | 100
23086 | T1 | NAVITAS MIDSTREAM MIDLAND BASIN LLC | CRANE GAS PLANT | 10 MILES E OF CRANE HWY 329 10 MILES EAST OF CRANE | Upton County | TX | 79731 | UPTON | CN604937243 | RN100224278 | Flares and knockout tanks. | NOD response not received | 2020-06-15 | 8000000 | 100
23087 | T1 | VEOLIA NORTH AMERICA REGENERATION SERVICES LLC | VEOLIA BORDERLAND PLANT | 6501 TROWBRIDGE DR | EL PASO | TX | 79905 | EL PASO | CN605199595 | RN104477161 | Scrubber. | NOD response not received | 2020-09-03 | 8000000 | 100
23088 | T1 | NAVITAS MIDSTREAM MIDLAND BASIN LLC | NEWBERRY GAS PLANT | FROM THE INT OF I-20 AND HWY 158 IN MIDLAND GO SE APPROX 13 MILES ON HWY 158 THEN GO S ON 1379 FOR APPROX 5 MILES THEN GO EAST APPROX 1.5 MILES ON CR 230 AND THEN GO SOUTH INTO THE FACILITY | Midland County | TX | 79706 | MIDLAND | CN604937243 | RN109272526 | Flares and knockout tanks. | NOD response not received | 2020-06-15 | 0 | 100
23089 | T1 | VEOLIA NORTH AMERICA REGENERATION SERVICES LLC | VEOLIA BORDERLAND PLANT | 6501 TROWBRIDGE DR | EL PASO | TX | 79905 | EL PASO | CN605199595 | RN104477161 | Absorbing and drying towers. | NOD response not received | 2020-09-03 | 11000000 | 100
23090 | T1 | COVIA HOLDINGS CORPORATION | UNIMIN TEXAS VOCA PLANT | 6680 STATE HIGHWAY 71 | VOCA | TX | 76887 | MCCULLOCH | CN600795777 | RN101982528 | Wet scrubber. | NOD response not received | 2020-09-03 | 525000 | 100
23091 | T1 | COVIA HOLDINGS CORPORATION | UNIMIN TEXAS VOCA PLANT | 6680 STATE HIGHWAY 71 | VOCA | TX | 76887 | MCCULLOCH | CN600795777 | RN101982528 | Water tailing system. | NOD response not received | 2020-05-20 | 470000 | 100
23092 | T1 | COVIA HOLDINGS CORPORATION | UNIMIN TEXAS VOCA PLANT | 6680 STATE HIGHWAY 71 | VOCA | TX | 76887 | MCCULLOCH | CN600795777 | RN101982528 | Dust collector system. | NOD response not received | 2020-09-03 | 185000 | 100
23093 | T1 | COVIA HOLDINGS CORPORATION | UNIMIN TEXAS VOCA PLANT | 6680 STATE HIGHWAY 71 | VOCA | TX | 76887 | MCCULLOCH | CN600795777 | RN101982528 | Sumps/dewatering pumps. | NOD response not received | 2020-05-20 | 210000 | 100
23094 | T1 | COVIA HOLDINGS CORPORATION | UNIMIN TEXAS VOCA PLANT | 6680 STATE HIGHWAY 71 | VOCA | TX | 76887 | MCCULLOCH | CN600795777 | RN101982528 | Dry cyclones. | NOD response not received | 2020-05-20 | 10300 | 100
23095 | T1 | COVIA HOLDINGS CORPORATION | UNIMIN TEXAS VOCA PLANT | 6680 STATE HIGHWAY 71 | VOCA | TX | 76887 | MCCULLOCH | CN600795777 | RN101982528 | Burners. | NOD response not received | 2020-09-03 | 55000 | 100
23096 | T1 | VEOLIA NORTH AMERICA REGENERATION SERVICES LLC | VEOLIA BORDERLAND PLANT | 6501 TROWBRIDGE DR | EL PASO | TX | 79905 | EL PASO | CN605199595 | RN104477161 | Neutralization equipment. | NOD response not received | 2020-09-03 | 400000 | 100
23097 | T1 | VEOLIA NORTH AMERICA REGENERATION SERVICES LLC | VEOLIA BORDERLAND PLANT | 6501 TROWBRIDGE DR | EL PASO | TX | 79905 | EL PASO | CN605199595 | RN104477161 | Coolers and process ducts. | NOD response not received | 2020-09-03 | 559000 | 100
23098 | T1 | VEOLIA NORTH AMERICA REGENERATION SERVICES LLC | VEOLIA BORDERLAND PLANT | 6501 TROWBRIDGE DR | EL PASO | TX | 79905 | EL PASO | CN605199595 | RN104477161 | Pumps and pipes. | NOD response not received | 2020-09-03 | 2000000 | 100
23099 | T1 | SWEPI LP | WHEAT SWD FACILITY | Latitude = 31.695278, Longitude = -103.527714 | Loving County | TX | 79754 | LOVING | CN600880249 | RN111006441 | Saltwater disposal injection well facility consisting of three 1,000-barrel water separation tanks, five 500-barrel produced water tanks, two 50-horsepower charge pumps, six injection filters, one used filter basket, two injection pump skids, two 800-horsepower injection pumps, two 0.5-horsepower pump lubrication circulating units, wellhead, well casing, tubing, meters, valves, and piping. | The following property is used 100% for pollution control and is installed to meet or exceed federal or state regulations: Saltwater disposal injection well facility consisting of three 1,000-barrel water separation tanks, five 500-barrel produced water tanks, two 50-horsepower charge pumps, six injection filters, one used filter basket, two injection pump skids, two 800-horsepower injection pumps, two 0.5-horsepower pump lubrication circulating units, wellhead, well casing, tubing, meters, valves, and piping. | 2020-04-22 | 1954502 | 100
23100 | T1 | SWEPI LP | TEXACO 35 SWD FACILITY | Latitude = 31.801333, Longitude = -103.627948 | Loving County | TX | 79754 | LOVING | CN600880249 | RN111006458 | Saltwater disposal injection well facility consisting of three 1,000-barrel water separation tanks, five 500-barrel produced water tanks, two 50-horsepower charge pumps, six injection filters, one used filter basket, two injection pump skids, two 800-horsepower injection pumps, two 0.5-horsepower pump lubrication circulating units, wellhead, well casing, tubing, meters, valves, and piping. | The following property is used 100% for pollution control and is installed to meet or exceed federal or state regulations: Saltwater disposal injection well facility consisting of three 1,000-barrel water separation tanks, five 500-barrel produced water tanks, two 50-horsepower charge pumps, six injection filters, one used filter basket, two injection pump skids, two 800-horsepower injection pumps, two 0.5-horsepower pump lubrication circulating units, wellhead, well casing, tubing, meters, valves, and piping. | 2020-04-22 | 4406234 | 100
23101 | T1 | SWEPI LP | SUPERSTALLION SWD FACILITY | Latitude = 31.601488, Longitude = -103.434651 | Ward County | TX | 79777 | WARD | CN600880249 | RN111006466 | Saltwater disposal injection well facility consisting of three 1,000-barrel water separation tanks, five 500-barrel produced water tanks, two 50-horsepower charge pumps, six injection filters, one used filter basket, two injection pump skids, two 800-horsepower injection pumps, two 0.5-horsepower pump lubrication circulating units, wellhead, well casing, tubing, meters, valves, and piping. | The following property is used 100% for pollution control and is installed to meet or exceed federal or state regulations: Saltwater disposal injection well facility consisting of three 1,000-barrel water separation tanks, five 500-barrel produced water tanks, two 50-horsepower charge pumps, six injection filters, one used filter basket, two injection pump skids, two 800-horsepower injection pumps, two 0.5-horsepower pump lubrication circulating units, wellhead, well casing, tubing, meters, valves, and piping. | 2020-04-22 | 9178172 | 100
23102 | T1 | SWEPI LP | SEA WOLF SWD FACILITY | Latitude = 31.864191, Longitude = -103.593274 | Loving County | TX | 79754 | LOVING | CN600880249 | RN111006474 | Saltwater disposal injection well facility consisting of three 1,000-barrel water separation tanks, five 500-barrel produced water tanks, two 50-horsepower charge pumps, six injection filters, one used filter basket, two injection pump skids, two 800-horsepower injection pumps, two 0.5-horsepower pump lubrication circulating units, wellhead, well casing, tubing, meters, valves, and piping. | The following property is used 100% for pollution control and is installed to meet or exceed federal or state regulations: Saltwater disposal injection well facility consisting of three 1,000-barrel water separation tanks, five 500-barrel produced water tanks, two 50-horsepower charge pumps, six injection filters, one used filter basket, two injection pump skids, two 800-horsepower injection pumps, two 0.5-horsepower pump lubrication circulating units, wellhead, well casing, tubing, meters, valves, and piping. | 2020-04-22 | 10164280 | 100
23103 | T1 | SWEPI LP | SEA HAWK SWD FACILITY | Latitude = 31.690593, Longitude = -103.383614 | Loving County | TX | 79754 | LOVING | CN600880249 | RN111006482 | Saltwater disposal injection well facility consisting of three 1,000-barrel water separation tanks, five 500-barrel produced water tanks, two 50-horsepower charge pumps, six injection filters, one used filter basket, two injection pump skids, two 800-horsepower injection pumps, two 0.5-horsepower pump lubrication circulating units, wellhead, well casing, tubing, meters, valves, and piping. | The following property is used 100% for pollution control and is installed to meet or exceed federal or state regulations: Saltwater disposal injection well facility consisting of three 1,000-barrel water separation tanks, five 500-barrel produced water tanks, two 50-horsepower charge pumps, six injection filters, one used filter basket, two injection pump skids, two 800-horsepower injection pumps, two 0.5-horsepower pump lubrication circulating units, wellhead, well casing, tubing, meters, valves, and piping. | 2020-04-22 | 11761210 | 100
23104 | T1 | SWEPI LP | ROAD RUNNER SWD FACILITY | Latitude = 31.656191, Longitude = -103.398854 | Loving County | TX | 79754 | LOVING | CN600880249 | RN111006490 | Saltwater disposal injection well facility consisting of three 1,000-barrel water separation tanks, five 500-barrel produced water tanks, two 50-horsepower charge pumps, six injection filters, one used filter basket, two injection pump skids, two 800-horsepower injection pumps, two 0.5-horsepower pump lubrication circulating units, wellhead, well casing, tubing, meters, valves, and piping. | The following property is used 100% for pollution control and is installed to meet or exceed federal or state regulations: Saltwater disposal injection well facility consisting of three 1,000-barrel water separation tanks, five 500-barrel produced water tanks, two 50-horsepower charge pumps, six injection filters, one used filter basket, two injection pump skids, two 800-horsepower injection pumps, two 0.5-horsepower pump lubrication circulating units, wellhead, well casing, tubing, meters, valves, and piping. | 2020-04-22 | 8838724 | 100
23105 | T1 | SWEPI LP | POSIEDON SWD | Latitude = 31.806591, Longitude = -103.774082 | Loving County | TX | 79754 | LOVING | CN600880249 | RN111006508 | Saltwater disposal injection well facility consisting of three 1,000-barrel water separation tanks, five 500-barrel produced water tanks, two 50-horsepower charge pumps, six injection filters, one used filter basket, two injection pump skids, two 800-horsepower injection pumps, two 0.5-horsepower pump lubrication circulating units, wellhead, well casing, tubing, meters, valves, and piping. | The following property is used 100% for pollution control and is installed to meet or exceed federal or state regulations: Saltwater disposal injection well facility consisting of three 1,000-barrel water separation tanks, five 500-barrel produced water tanks, two 50-horsepower charge pumps, six injection filters, one used filter basket, two injection pump skids, two 800-horsepower injection pumps, two 0.5-horsepower pump lubrication circulating units, wellhead, well casing, tubing, meters, valves, and piping. | 2020-04-22 | 8933710 | 100
23106 | T1 | SWEPI LP | NEPTUNE SWD FACILITY | Latitude = 31.856264, Longitude = -103.762678 | Loving County | TX | 79754 | LOVING | CN600880249 | RN111006516 | Saltwater disposal injection well facility consisting of three 1,000-barrel water separation tanks, five 500-barrel produced water tanks, two 50-horsepower charge pumps, six injection filters, one used filter basket, two injection pump skids, two 800-horsepower injection pumps, two 0.5-horsepower pump lubrication circulating units, wellhead, well casing, tubing, meters, valves, and piping. | The following property is used 100% for pollution control and is installed to meet or exceed federal or state regulations: Saltwater disposal injection well facility consisting of three 1,000-barrel water separation tanks, five 500-barrel produced water tanks, two 50-horsepower charge pumps, six injection filters, one used filter basket, two injection pump skids, two 800-horsepower injection pumps, two 0.5-horsepower pump lubrication circulating units, wellhead, well casing, tubing, meters, valves, and piping. | 2020-04-22 | 10707009 | 100
23107 | T1 | SWEPI LP | UNIVERSITY 20-18 SALT WATER DISPOSAL SWD FACILITY | Latitude = 31.70085, Longitude = -103.36808 | Loving County | TX | 79754 | LOVING | CN600880249 | RN109739615 | Saltwater disposal injection well facility consisting of three 1,000-barrel water separation tanks, five 500-barrel produced water tanks, two 50-horsepower charge pumps, six injection filters, one used filter basket, two injection pump skids, two 800-horsepower injection pumps, two 0.5-horsepower pump lubrication circulating units, wellhead, well casing, tubing, meters, valves, and piping. | The following property is used 100% for pollution control and is installed to meet or exceed federal or state regulations: Saltwater disposal injection well facility consisting of three 1,000-barrel water separation tanks, five 500-barrel produced water tanks, two 50-horsepower charge pumps, six injection filters, one used filter basket, two injection pump skids, two 800-horsepower injection pumps, two 0.5-horsepower pump lubrication circulating units, wellhead, well casing, tubing, meters, valves, and piping. | 2020-04-22 | 8407668 | 100
23108 | T1 | SWEPI LP | UNIVERSITY LAMPASAS 20-33 SWD | Latitude = 31.669989, Longitude = -103.321882 | Winkler County | TX | 79754 | WINKLER | CN600880249 | RN111006524 | Saltwater disposal injection well facility consisting of three 1,000-barrel water separation tanks, five 500-barrel produced water tanks, two 50-horsepower charge pumps, six injection filters, one used filter basket, two injection pump skids, two 800-horsepower injection pumps, two 0.5-horsepower pump lubrication circulating units, wellhead, well casing, tubing, meters, valves, and piping. | The following property is used 100% for pollution control and is installed to meet or exceed federal or state regulations: Saltwater disposal injection well facility consisting of three 1,000-barrel water separation tanks, five 500-barrel produced water tanks, two 50-horsepower charge pumps, six injection filters, one used filter basket, two injection pump skids, two 800-horsepower injection pumps, two 0.5-horsepower pump lubrication circulating units, wellhead, well casing, tubing, meters, valves, and piping. | 2020-04-22 | 770504 | 100
23109 | T1 | SWEPI LP | COYOTE SWD FACILITY | Latitude = 31.679506, Longitude = -103.329711 | Loving County | TX | 79754 | LOVING | CN600880249 | RN111006532 | Saltwater disposal injection well facility consisting of three 1,000-barrel water separation tanks, five 500-barrel produced water tanks, two 50-horsepower charge pumps, six injection filters, one used filter basket, two injection pump skids, two 800-horsepower injection pumps, two 0.5-horsepower pump lubrication circulating units, wellhead, well casing, tubing, meters, valves, and piping. | The following property is used 100% for pollution control and is installed to meet or exceed federal or state regulations: Saltwater disposal injection well facility consisting of three 1,000-barrel water separation tanks, five 500-barrel produced water tanks, two 50-horsepower charge pumps, six injection filters, one used filter basket, two injection pump skids, two 800-horsepower injection pumps, two 0.5-horsepower pump lubrication circulating units, wellhead, well casing, tubing, meters, valves, and piping. | 2020-04-22 | 8407668 | 100
23110 | T1 | SWEPI LP | BLACK HAWK 2 SWD FACILITY | Latitude = 31.860749, Longitude = -103.528092 | Loving County | TX | 79754 | LOVING | CN600880249 | RN111006540 | Saltwater disposal injection well facility consisting of three 1,000-barrel water separation tanks, five 500-barrel produced water tanks, two 50-horsepower charge pumps, six injection filters, one used filter basket, two injection pump skids, two 800-horsepower injection pumps, two 0.5-horsepower pump lubrication circulating units, wellhead, well casing, tubing, meters, valves, and piping. | The following property is used 100% for pollution control and is installed to meet or exceed federal or state regulations: Saltwater disposal injection well facility consisting of three 1,000-barrel water separation tanks, five 500-barrel produced water tanks, two 50-horsepower charge pumps, six injection filters, one used filter basket, two injection pump skids, two 800-horsepower injection pumps, two 0.5-horsepower pump lubrication circulating units, wellhead, well casing, tubing, meters, valves, and piping. | 2020-04-22 | 14396242 | 100
23111 | T1 | SWEPI LP | ARMADILLO SWD | Latitude = 31.711194, Longitude = -103.346296 | Loving County | TX | 79754 | LOVING | CN600880249 | RN111006565 | Saltwater disposal injection well facility consisting of three 1,000-barrel water separation tanks, five 500-barrel produced water tanks, two 50-horsepower charge pumps, six injection filters, one used filter basket, two injection pump skids, two 800-horsepower injection pumps, two 0.5-horsepower pump lubrication circulating units, wellhead, well casing, tubing, meters, valves, and piping. | The following property is used 100% for pollution control and is installed to meet or exceed federal or state regulations: Saltwater disposal injection well facility consisting of three 1,000-barrel water separation tanks, five 500-barrel produced water tanks, two 50-horsepower charge pumps, six injection filters, one used filter basket, two injection pump skids, two 800-horsepower injection pumps, two 0.5-horsepower pump lubrication circulating units, wellhead, well casing, tubing, meters, valves, and piping. | 2020-04-22 | 9038014 | 100
23112 | T1 | SWEPI LP | SEA DRAGON SWD | Latitude = 31.782509, Longitude = -103.664622 | Loving County | TX | 79754 | LOVING | CN600880249 | RN111006573 | Saltwater disposal injection well facility consisting of three 1,000-barrel water separation tanks, five 500-barrel produced water tanks, two 50-horsepower charge pumps, six injection filters, one used filter basket, two injection pump skids, two 800-horsepower injection pumps, two 0.5-horsepower pump lubrication circulating units, wellhead, well casing, tubing, meters, valves, and piping. | The following property is used 100% for pollution control and is installed to meet or exceed federal or state regulations: Saltwater disposal injection well facility consisting of three 1,000-barrel water separation tanks, five 500-barrel produced water tanks, two 50-horsepower charge pumps, six injection filters, one used filter basket, two injection pump skids, two 800-horsepower injection pumps, two 0.5-horsepower pump lubrication circulating units, wellhead, well casing, tubing, meters, valves, and piping. | 2020-04-22 | 15156443 | 100
23113 | T1 | SWEPI LP | BASS TXL SWD FACILITY | Latitude = 31.780055, Longitude = -103.563902 | Loving County | TX | 79754 | LOVING | CN600880249 | RN111006581 | Saltwater disposal injection well facility consisting of three 1,000-barrel water separation tanks, five 500-barrel produced water tanks, two 50-horsepower charge pumps, six injection filters, one used filter basket, two injection pump skids, two 800-horsepower injection pumps, two 0.5-horsepower pump lubrication circulating units, wellhead, well casing, tubing, meters, valves, and piping. | The following property is used 100% for pollution control and is installed to meet or exceed federal or state regulations: Saltwater disposal injection well facility consisting of three 1,000-barrel water separation tanks, five 500-barrel produced water tanks, two 50-horsepower charge pumps, six injection filters, one used filter basket, two injection pump skids, two 800-horsepower injection pumps, two 0.5-horsepower pump lubrication circulating units, wellhead, well casing, tubing, meters, valves, and piping. | 2020-04-22 | 5643413 | 100
23114 | T1 | CABRAS PROPERTIES LLC | CABRAS PROPERTIES | 7725 S MAJOR DR | BEAUMONT | TX | 77705 | JEFFERSON | CN605763564 | RN111006755 | A four-inch slurry/barrier wall; trenches and sumps and associated plumbing at facility doors; skimmer, skimmer tank, oil tank and wastewater tank and associated piping; and evaporator. | The following property is used 100% for pollution control and is installed to meet or exceed federal or state regulations: A four-inch slurry/barrier wall; trenches and sumps and associated plumbing at facility doors; skimmer, skimmer tank, oil tank and wastewater tank and associated piping; and evaporator. | 2020-04-22 | 66258 | 100
23115 | T1 | VEOLIA NORTH AMERICA REGENERATION SERVICES LLC | VEOLIA BORDERLAND PLANT | 6501 TROWBRIDGE DR | EL PASO | TX | 79905 | EL PASO | CN605199595 | RN104477161 | Tank farm. | NOD response not received | 2020-09-03 | 2500000 | 100
23116 | T1 | VEOLIA NORTH AMERICA REGENERATION SERVICES LLC | VEOLIA BORDERLAND PLANT | 6501 TROWBRIDGE DR | EL PASO | TX | 79905 | EL PASO | CN605199595 | RN104477161 | Paving. | NOD response not received | 2020-09-03 | 246000 | 100
23117 | T1 | VEOLIA NORTH AMERICA REGENERATION SERVICES LLC | VEOLIA BORDERLAND PLANT | 6501 TROWBRIDGE DR | EL PASO | TX | 79905 | EL PASO | CN605199595 | RN104477161 | Measuring devices, monitors, and instruments. | NOD response not received | 2020-09-03 | 11200 | 100
23118 | T1 | VEOLIA NORTH AMERICA REGENERATION SERVICES LLC | VEOLIA BORDERLAND PLANT | 6501 TROWBRIDGE DR | EL PASO | TX | 79905 | EL PASO | CN605199595 | RN104477161 | Process management system, nozzle, and valves. | NOD response not received | 2020-09-03 | 36000 | 100
23119 | T1 | VEOLIA NORTH AMERICA REGENERATION SERVICES LLC | VEOLIA BORDERLAND PLANT | 6501 TROWBRIDGE DR | EL PASO | TX | 79905 | EL PASO | CN605199595 | RN104477161 | Dampers, process piping and insulation, and quench spray gun. | NOD response not received | 2020-09-03 | 270000 | 100
23120 | T1 | VEOLIA NORTH AMERICA REGENERATION SERVICES LLC | VEOLIA BORDERLAND PLANT | 6501 TROWBRIDGE DR | EL PASO | TX | 79905 | EL PASO | CN605199595 | RN104477161 | Reverse osmosis system. | NOD response not received | 2020-09-03 | 73000 | 100
23121 | T1 | VEOLIA NORTH AMERICA REGENERATION SERVICES LLC | VEOLIA BORDERLAND PLANT | 6501 TROWBRIDGE DR | EL PASO | TX | 79905 | EL PASO | CN605199595 | RN104477161 | Heat exchanger, CEMS improvements, and economizer. | NOD response not received | 2020-09-03 | 732000 | 100
23122 | T1 | INGRAM CONCRETE LLC | MW RANCH SITE | 1346 COUNTY ROAD 401 | NEMO | TX | 76070 | SOMERVELL | CN603378241 | RN110436425 | Water recycling system consisting of one collection tank, one thickener tank, one freshwater tank, one polymer mixing tank, one polymer holding tank, one dosing/mixing system and five pumps. | Withdrawn by applicant | 2020-06-16 | 800000 | 100
23123 | T1 | INDEPENDENCE CONTRACT DRILLING INC | RIG 211 | Latitude = 31.0696, Longitude = -102.9244 | Pecos County | TX |  | PECOS | CN604152918 | RN111008496 | Drilling mud recycling system consisting of shaker tank system, shale shaker, de-silter, de-sander, and de-gasser on Rig #211. | The following property is used 100% for pollution control and is installed to meet or exceed federal or state regulations: Drilling mud recycling system consisting of shaker tank system, shale shaker, de-silter, de-sander, and de-gasser on Rig #211. | 2020-03-20 | 1672823 | 100
23124 | T1 | INDEPENDENCE CONTRACT DRILLING INC | RIG 217 | Latitude = 31.0343, Longitude = -102.8819 | Pecos County | TX |  | PECOS | CN604152918 | RN111009197 | Drilling mud recycling system consisting of shaker tank system, shale shaker, de-silter, de-sander, and de-gasser on Rig #217. | The following property is used 100% for pollution control and is installed to meet or exceed federal or state regulations: Drilling mud recycling system consisting of shaker tank system, shale shaker, de-silter, de-sander, and de-gasser on Rig #217. | 2020-03-20 | 1593275 | 100
23125 | T1 | INDEPENDENCE CONTRACT DRILLING INC | RIG 212 | Latitude = 31.82524, Longitude = -103.90895 | Reeves County | TX |  | REEVES | CN604152918 | RN110664257 | Drilling mud recycling system consisting of shaker tank system, shale shaker, de-silter, de-sander, and de-gasser on Rig #212. | The following property is used 100% for pollution control and is installed to meet or exceed federal or state regulations: Drilling mud recycling system consisting of shaker tank system, shale shaker, de-silter, de-sander, and de-gasser on Rig #212. | 2020-03-20 | 1077860 | 100
23126 | T1 | MUSKET CORPORATION | MUSKET FORT WORTH FUEL TERMINAL | 5101 LONE STAR BLVD | FORT WORTH | TX | 76106 | TARRANT | CN603417643 | RN105156632 | Internal floating roof seal for Tank 11. | The following property is used 100% for pollution control and is installed to meet or exceed federal or state regulations: Internal floating roof seal for Tank 11. | 2020-04-29 | 50919 | 100
23127 | T1 | MUSKET CORPORATION | MUSKET FORT WORTH FUEL TERMINAL | 5101 LONE STAR BLVD | FORT WORTH | TX | 76106 | TARRANT | CN603417643 | RN105156632 | Internal floating roof for aboveground storage tank 13. | The following property is used 100% for pollution control and is installed to meet or exceed federal or state regulations: Internal floating roof for aboveground storage tank 13. | 2020-06-03 | 127908 | 100
23128 | T1 | MUSKET CORPORATION | MUSKET FORT WORTH FUEL TERMINAL | 5101 LONE STAR BLVD | FORT WORTH | TX | 76106 | TARRANT | CN603417643 | RN105156632 | Internal floating roof and seals for aboveground storage tank 15 at the terminal. | The following property is used 100% for pollution control and is installed to meet or exceed federal or state regulations: Internal floating roof and seals for aboveground storage tank 15 at the terminal. | 2020-06-03 | 85000 | 100
23129 | T1 | MUSKET CORPORATION | FORT WORTH - MEACHAM FUEL TERMINAL | 600 MEACHAM BLVD | FORT WORTH | TX | 76106 | TARRANT | CN603417643 | RN110723251 | Secondary containment consisting of a dike wall for petroleum aboveground storage tanks. | The following property is used 100% for pollution control and is installed to meet or exceed federal or state regulations: Secondary containment consisting of a dike wall for petroleum aboveground storage tanks. | 2020-04-29 | 46166 | 100
23130 | T1 | MUSKET CORPORATION | FORT WORTH - MEACHAM FUEL TERMINAL | 600 MEACHAM BLVD | FORT WORTH | TX | 76106 | TARRANT | CN603417643 | RN110723251 | Cathodic protection system wall for petroleum aboveground storage tanks. | The following property is used 100% for pollution control and is installed to meet or exceed federal or state regulations: Cathodic protection system wall for petroleum aboveground storage tanks. | 2020-04-29 | 28820 | 100
23131 | T1 | MUSKET CORPORATION | MUSKET FORT WORTH FUEL TERMINAL | 5101 LONE STAR BLVD | FORT WORTH | TX | 76106 | TARRANT | CN603417643 | RN105156632 | Backup vapor combustion unit VCU1. | The following property is used 100% for pollution control and is installed to meet or exceed federal or state regulations: Backup vapor combustion unit VCU1. | 2020-04-29 | 127600 | 100
23132 | T1 | MUSKET CORPORATION | MUSKET FORT WORTH FUEL TERMINAL | 5101 LONE STAR BLVD | FORT WORTH | TX | 76106 | TARRANT | CN603417643 | RN105156632 | Internal floating roof and seals for aboveground storage tank 12 at the terminal. | The following property is used 100% for pollution control and is installed to meet or exceed federal or state regulations: Internal floating roof and seals for aboveground storage tank 12 at the terminal. | 2020-06-03 | 50919 | 100
23133 | T1 | MUSKET CORPORATION | MUSKET AMARILLO FUEL TERMINAL | 3500 AIR PARK ST | AMARILLO | TX | 79103 | POTTER | CN603417643 | RN105380141 | Overfill protection system for biodiesel tanks and tanker trucks. | The following property is used 100% for pollution control and is installed to meet or exceed federal or state regulations: Overfill protection system for biodiesel tanks and tanker trucks. | 2020-04-29 | 32423 | 100
23134 | T1 | VICTORIA WLE LP | VICTORIA POWER STATION | 1205 BOTTOM ST | VICTORIA | TX | 77901 | VICTORIA | CN602656548 | RN100214980 | Selective catalytic reduction (SCR) control device in the Heat Recovery Steam Generator. | The following property is used 100% for pollution control and is installed to meet or exceed federal or state regulations: Selective catalytic reduction (SCR) control device in the Heat Recovery Steam Generator. | 2020-04-30 | 828726 | 100
23135 | T1 | ENTERPRISE CRUDE PIPELINE LLC | MILTON CRUDE STATION | 1463 CR 293 | GILLETT | TX | 78116 | KARNES | CN603272592 | RN106036395 | Secondary containment consisting of an earthen berm covered with a 12 mil reinforced polyethylene liner and concrete basin around tank MLT - TK -3704. | The following property is used 100% for pollution control and is installed to meet or exceed federal or state regulations: Secondary containment consisting of an earthen berm covered with a 12 mil reinforced polyethylene liner and concrete basin around tank MLT - TK -3704. | 2020-03-30 | 348764 | 100
23136 | T1 | ENTERPRISE CRUDE PIPELINE LLC | ENTERPRISE INTERSTATE CRUDE EL CAMINO STATION | 16801 FM 1787 | ODESSA | TX | 79766 | MIDLAND | CN603272592 | RN105193858 | Secondary containment consisting of an earthen berm covered with a 12 mil reinforced polyethylene liner and concrete basin around tank ELC - TK -2000. | The following property is used 100% for pollution control and is installed to meet or exceed federal or state regulations: Secondary containment consisting of an earthen berm covered with a 12 mil reinforced polyethylene liner and concrete basin around tank ELC - TK -2000. | 2020-03-30 | 192862 | 100
23137 | T1 | STOLTHAVEN HOUSTON INC | STOLTHAVEN HOUSTON TERMINAL | 15602 JACINTOPORT BLVD | HOUSTON | TX | 77015 | HARRIS | CN600124820 | RN100210475 | Stormwater conveyance system at the termina's east property including lift station improvements and a chemical sewer system for Dock 11 consisting of surface drains, pumps, and piping. | The following property is used 100% for pollution control and is installed to meet or exceed federal or state regulations: Stormwater conveyance system at the termina's east property including lift station improvements and a chemical sewer system for Dock 11 consisting of surface drains, pumps, and piping. | 2020-03-30 | 653600 | 100
23138 | T1 | STOLTHAVEN HOUSTON INC | STOLTHAVEN HOUSTON TERMINAL | 15602 JACINTOPORT BLVD | HOUSTON | TX | 77015 | HARRIS | CN600124820 | RN100210475 | Vapor combustion unit (VCU-01) and flare improvements including a new thermal combustion unit and associated emission control system appurtenances including temperature/pressure/flow instrumentation; new liquid knock-out pots at the combustor, Rail Rack R-2, and Truck Rack T-6; alarms for high combustor temperature, high knock out pot levers, detonation arrestor; a natural gas fuel supply line with a pressure and temperature compensated gas meter to allow for accurate fuel use documentation; combustion air blowers; automated vapor line control valves; new instrumentation at Storage Tank P50-6 (automated tank pressure vent control valve to the combustor, tank pressure indicators/transmitters, etc.); and new vapor lines running to the combustor from E-Manifold, Rail Rack R-2, and Truck Rack T-6 for the Tank PS-6 storage and loading systems and the at P50-6 operations, 2/3 Marine Dock, Dock 11, Truck Rack 6, and Rail Rack 2 areas. | The following property is used 100% for pollution control and is installed to meet or exceed federal or state regulations: Vapor combustion unit (VCU-01) and flare improvements including a new thermal combustion unit and associated emission control system appurtenances including temperature/pressure/flow instrumentation; new liquid knock-out pots at the combustor, Rail Rack R-2, and Truck Rack T-6; alarms for high combustor temperature, high knock out pot levers, detonation arrestor; a natural gas fuel supply line with a pressure and temperature compensated gas meter to allow for accurate fuel use documentation; combustion air blowers; automated vapor line control valves; new instrumentation at Storage Tank P50-6 (automated tank pressure vent control valve to the combustor, tank pressure indicators/transmitters, etc.); and new vapor lines running to the combustor from E-Manifold, Rail Rack R-2, and Truck Rack T-6 for the Tank PS-6 storage and loading systems and the at P50-6 operations, 2/3 Marine Dock, Dock 11, Truck Rack 6, and Rail Rack 2 areas. | 2020-08-06 | 344381 | 100
23139 | T1 | STOLTHAVEN HOUSTON INC | STOLTHAVEN HOUSTON TERMINAL | 15602 JACINTOPORT BLVD | HOUSTON | TX | 77015 | HARRIS | CN600124820 | RN100210475 | Wastewater treatment system improvements consisting of mixers, agitators, and pumps at the EQ2 tank, Rail Racks 1 and 2 and Dock 11 and a Marpol Tank at Dock 11 containing pumps, lines, and alarm beacon systems. | The following property is used 100% for pollution control and is installed to meet or exceed federal or state regulations: Wastewater treatment system improvements consisting of mixers, agitators, and pumps at the EQ2 tank, Rail Racks 1 and 2 and Dock 11 and a Marpol Tank at Dock 11 containing pumps, lines, and alarm beacon systems. | 2020-08-06 | 461864 | 100
23140 | T1 | STOLTHAVEN HOUSTON INC | STOLTHAVEN HOUSTON TERMINAL | 15602 JACINTOPORT BLVD | HOUSTON | TX | 77015 | HARRIS | CN600124820 | RN100210475 | Overfill protection devices consisting of alarms in the V Tanks (1, 3, and 4) and the MARPOL Tank at Dock 11. | The following property is used 100% for pollution control and is installed to meet or exceed federal or state regulations: Overfill protection devices consisting of alarms in the V Tanks (1, 3, and 4) and the MARPOL Tank at Dock 11. | 2020-03-30 | 61397 | 100
23141 | T1 | STOLTHAVEN HOUSTON INC | STOLTHAVEN HOUSTON TERMINAL | 15602 JACINTOPORT BLVD | HOUSTON | TX | 77015 | HARRIS | CN600124820 | RN100210475 | Stormwater containment consisting of concrete containment at Rail Rack 4 and Truck Racks 4 and 5 loading and unloading areas (400 feet by 193 feet by 9 inches), concrete containment modifications at Tank AE12-34, and concrete containment wall at Dock 11. | The following property is used 100% for pollution control and is installed to meet or exceed federal or state regulations: Stormwater containment consisting of concrete containment at Rail Rack 4 and Truck Racks 4 and 5 loading and unloading areas (400 feet by 193 feet by 9 inches), concrete containment modifications at Tank AE12-34, and concrete containment wall at Dock 11. | 2020-05-13 | 963440 | 100
23142 | T1 | STOLTHAVEN HOUSTON INC | STOLTHAVEN HOUSTON TERMINAL | 15602 JACINTOPORT BLVD | HOUSTON | TX | 77015 | HARRIS | CN600124820 | RN100210475 | New filters, hoses and scrubbers on the carbon adsorption system. | The following property is used 100% for pollution control and is installed to meet or exceed federal or state regulations: New filters, hoses and scrubbers on the carbon adsorption system. | 2020-03-30 | 239307 | 100
23143 | T1 | CEMEX CONSTRUCTION MATERIALS SOUTH LLC | CEMEX CEMENT OF TEXAS | Latitude = 29.675, Longitude = -98.182777 | Comal County | TX | 78132 | COMAL | CN603403973 | RN102605375 | 2006 777F S/N XXXXXXXX Off Hwy Water Truck - Mobile Surface cleaning equipment used on plant roads where owner is engaged in operating a rock quarry and thereby responsible for controlling emissions of particulate matter which they create. The specific features on the water truck to cause it to be classified as mobile surface cleaning equipment include Water Tank, Water Pump, Spray Bar, Rear Spray assembly with ladder and Hydrant fill, cab controls, slotted hold down system and center plumbing. 2020 Isuzu Tymco DST-4 Dustless Regenerative Air Sweeper VIN XXXXXXXXXXXXXXXXX - Mobile surface equipment used at the above address where the owner is engaged in operating a rock quarry and is responsible for controlling emissions of particulate matter which they create. The specific features on the sweeper to cause it to be classified as mobile surface cleaning equipment include gutter broom, reversible hydraulic motor, dustless filtration system, dust separator, hydraulically operated float and down pressure for heavy sweeping, pumps, spray nozzles and a back-flow valve to prevent tank drainage. The Tymco sweeper will be primarily used to keep roads and open paved areas of the plant free from dust and dust created particles. High pressure water sprays - High pressure water sprays have been installed at the primary screens EPN PSC-1 & EPN PSC-2, secondary screens EPN SSC-2 & EPN SSC-3, EPN SSC-1, primary crusher EPN PCR-1, secondary crusher EPN SCR-1 & EPN SCR-2 and tertiary crusher EPN TCR-1 & EPN TCR-2 and material transfer points EPN PGR & EPN SSC-1-DROP to minimize opacity and particulate emissions as required by air permit 20618 Special Conditions 10, 11 and 14. | Withdrawn by applicant | 2020-05-08 | 1585005 | 100
23144 | T1 | ENTERPRISE CRUDE PIPELINE LLC | MIDLAND TERMINAL | 4500 E HIGHWAY 80 | MIDLAND | TX | 79706 | MIDLAND | CN603272592 | RN100214089 | Secondary containment consisting of an earthen berm covered with a 12 mil reinforced polyethylene liner and concrete basin around tanks MID - TK -5663 and MID - TK -5664. | The following property is used 100% for pollution control and is installed to meet or exceed federal or state regulations: Secondary containment consisting of an earthen berm covered with a 12 mil reinforced polyethylene liner and concrete basin around tanks MID - TK -5663 and MID - TK -5664. | 2020-03-30 | 815696 | 100
23145 | T1 | ENTERPRISE CRUDE PIPELINE LLC | LOVING COUNTY CRUDE STATION | 2836 CR 300 | MENTONE | TX | 79754 | LOVING | CN603272592 | RN110061629 | Secondary containment consisting of an earthen berm covered with a 12 mil reinforced polyethylene liner and concrete basin around tanks LOV - TK -2019 and LOV - TK -2020. | The following property is used 100% for pollution control and is installed to meet or exceed federal or state regulations: Secondary containment consisting of an earthen berm covered with a 12 mil reinforced polyethylene liner and concrete basin around tanks LOV - TK -2019 and LOV - TK -2020. | 2020-03-30 | 775032 | 100
23146 | T2 | ENTERPRISE CRUDE PIPELINE LLC | ENTERPRISE CRUDE PIPELINE SEALY TERMINAL | 531 KERSTEN RD | SEALY | TX | 77474 | AUSTIN | CN603272592 | RN110079522 | Aluminum geodesic dome roofs on tanks SLY-TK-3510 and SLY-TK-3511. | The following property is used 100% for pollution control and is installed to meet or exceed federal or state regulations: Aluminum geodesic dome roofs on tanks SLY-TK-3510 and SLY-TK-3511. | 2020-03-30 | 873631 | 100
23147 | T1 | ENTERPRISE CRUDE PIPELINE LLC | ENTERPRISE CRUDE PIPELINE SEALY TERMINAL | 531 KERSTEN RD | SEALY | TX | 77474 | AUSTIN | CN603272592 | RN110079522 | Secondary containment consisting of an earthen berm covered with a 12 mil reinforced polyethylene liner and concrete basin around tanks SLY - TK - 3510 and SLY - TK - 3511. | The following property is used 100% for pollution control and is installed to meet or exceed federal or state regulations: Secondary containment consisting of an earthen berm covered with a 12 mil reinforced polyethylene liner and concrete basin around tanks SLY - TK - 3510 and SLY - TK - 3511. | 2020-03-30 | 1396754 | 100
23148 | T1 | OIL CITY IRON WORKS INC | OIL CITY IRON WORKS | 814 S MAIN ST | CORSICANA | TX | 75110 | NAVARRO | CN600390694 | RN100683739 | EnviroAir Dust Collection System. | The following property is used 100% for pollution control and is installed to meet or exceed federal or state regulations: EnviroAir Dust Collection System. | 2020-05-13 | 490686 | 100
23149 | T1 | PRECISION DRILLING COMPANY LP | PRECISION DRILLING RIG | 14041 VICKERY DR | HOUSTON | TX | 77032 | HARRIS | CN603453770 | RN106160211 | Ram type blowout preventers, closing unit, and a choke manifold unit for Rig #573. | The following property is used 100% for pollution control and is installed to meet or exceed federal or state regulations: Ram type blowout preventers, closing unit, and a choke manifold unit for Rig #573. | 2020-04-08 | 1382000 | 100
23150 | T1 | PRECISION DRILLING COMPANY LP | PRECISION DRILLING | 14041 VICKERY DR | HOUSTON | TX | 77032 | HARRIS | CN603453770 | RN106160211 | Drilling mud recycling system consisting of a shaker tank, shale shakers, desilter, desander, and degasser for Rig #573. | The following property is used 100% for pollution control and is installed to meet or exceed federal or state regulations: Drilling mud recycling system consisting of a shaker tank, shale shakers, desilter, desander, and degasser for Rig #573. | 2020-04-08 | 810800 | 100
23151 | T1 | PRECISION DRILLING COMPANY LP | PRECISION DRILLING | 14041 VICKERY DR | HOUSTON | TX | 77032 | HARRIS | CN603453770 | RN106160211 | Ram type blowout preventers, closing unit, and a choke manifold unit for Rig #581. | The following property is used 100% for pollution control and is installed to meet or exceed federal or state regulations: Ram type blowout preventers, closing unit, and a choke manifold unit for Rig #581. | 2020-04-08 | 1382000 | 100
23152 | T1 | PRECISION DRILLING COMPANY LP | PRECISION DRILLING | 14041 VICKERY DR | HOUSTON | TX | 77032 | HARRIS | CN603453770 | RN106160211 | Drilling mud recycling system consisting of a shaker tank, shale shakers, desilter, desander, and degasser for Rig #581. | The following property is used 100% for pollution control and is installed to meet or exceed federal or state regulations: Drilling mud recycling system consisting of a shaker tank, shale shakers, desilter, desander, and degasser for Rig #581. | 2020-04-09 | 810800 | 100
23153 | T1 | PRECISION DRILLING COMPANY LP | PRECISION DRILLING | 14041 VICKERY DR | HOUSTON | TX | 77032 | HARRIS | CN603453770 | RN106160211 | Ram type blowout preventers, closing unit, and a choke manifold unit for Rig #619. | The following property is used 100% for pollution control and is installed to meet or exceed federal or state regulations: Ram type blowout preventers, closing unit, and a choke manifold unit for Rig #619. | 2020-04-08 | 1382000 | 100
23154 | T1 | PRECISION DRILLING COMPANY LP | PRECISION DRILLING | 14041 VICKERY DR | HOUSTON | TX | 77032 | HARRIS | CN603453770 | RN106160211 | Drilling mud recycling system consisting of a shaker tank, shale shakers, desilter, desander, and degasser for Rig #619. | The following property is used 100% for pollution control and is installed to meet or exceed federal or state regulations: Drilling mud recycling system consisting of a shaker tank, shale shakers, desilter, desander, and degasser for Rig #619. | 2020-04-08 | 810800 | 100
23155 | T1 | ARKEMA INC | ARKEMA CLEAR LAKE | 9502B BAYPORT BLVD # B | PASADENA | TX | 77507 | HARRIS | CN600124044 | RN104150123 | Acrylate incinerator upgrades consisting of replacement of carbon steel burner nozzles with stainless steel burner nozzles, modification of the burner cans to improve waste gas and flame pattern stability, and refractory replacement/rebuild for Acrylates Incinerator #4; new opacity monitors for Acrylates Incinerators #1 and #2; upgraded plenum to improve combustion air flow from Acrylates Incinerator #1 and #2 draft fans to the incinerators; modification of the burner cans to improve waste gas and flame pattern stability and refractory replacement/rebuild of the incinerator firebox and plenum on Acrylates Incinerator #3; refractory replacement/rebuild of the incinerator firebox and plenum and replace metal and roofing of incinerator on Acrylates Incinerator #1; refractory replacement/rebuild of the incinerator firebox and plenum and relocation of incinerator burner nozzles on Acrylates Incinerator #2; and modifications to Acrylate Incinerator Header to tie in R-70 Acrylic Acid Reactor vents to header. | The following property is used 100% for pollution control and is installed to meet or exceed federal or state regulations: Acrylate incinerator upgrades consisting of replacement of carbon steel burner nozzles with stainless steel burner nozzles, modification of the burner cans to improve waste gas and flame pattern stability, and refractory replacement/rebuild for Acrylates Incinerator #4; new opacity monitors for Acrylates Incinerators #1 and #2; upgraded plenum to improve combustion air flow from Acrylates Incinerator #1 and #2 draft fans to the incinerators; modification of the burner cans to improve waste gas and flame pattern stability and refractory replacement/rebuild of the incinerator firebox and plenum on Acrylates Incinerator #3; refractory replacement/rebuild of the incinerator firebox and plenum and replace metal and roofing of incinerator on Acrylates Incinerator #1; refractory replacement/rebuild of the incinerator firebox and plenum and relocation of incinerator burner nozzles on Acrylates Incinerator #2; and modifications to Acrylate Incinerator Header to tie in R-70 Acrylic Acid Reactor vents to header. | 2020-04-14 | 4734300 | 100
23156 | T1 | ENTERPRISE HOUSTON SHIP CHANNEL LP | HOUSTON TERMINAL | 15602A JACINTOPORT BLVD | HOUSTON | TX | 77015 | HARRIS | CN600129795 | RN100224740 | Geodesic dome roofs on Tank #9. | The following property is used 100% for pollution control and is installed to meet or exceed federal or state regulations: Geodesic dome roofs on Tank #9. | 2020-04-08 | 709825 | 100
23157 | T1 | THE SABINE MINING COMPANY | SOUTH HALLSVILLE MINE 1 SOUTH MARSHALL AREA | 6501 FM 968 W | HALLSVILLE | TX | 75650 | HARRISON | CN600835797 | RN102185824 | One 530M water tank, one Cornell 6" pump and JD engine, and three barge diesel pumps. | The following property is used 100% for pollution control and is installed to meet or exceed federal or state regulations: One 530M water tank, one Cornell 6" pump and JD engine, and three barge diesel pumps. | 2020-04-08 | 518111 | 100
23158 | T1 | THE SABINE MINING COMPANY | SOUTH HALLSVILLE 1 MINE RUSK AREA | APPROX 3 MI N OF TATUM TX W OF SH-43 N OF FM 7096 IN RUSK AND PANOLA COUNTIES | Rusk County | TX | 75652 | RUSK | CN600835797 | RN105917884 | One Cornell 6" pump and JD engine and one barge diesel pump. | The following property is used 100% for pollution control and is installed to meet or exceed federal or state regulations: One Cornell 6" pump and JD engine and one barge diesel pump. | 2020-04-08 | 102267 | 100
23159 | T1 | BLUE CUBE OPERATIONS LLC | BLUE CUBE OPERATIONS FREEPORT | 2301 N BRAZOSPORT BLVD | FREEPORT | TX | 77541 | BRAZORIA | CN604930784 | RN108772245 | 737,702 square feet of asphalt/concrete paving and secondary containment. | Withdrawn by applicant | 2020-08-26 | 11544586 | 100
23160 | T1 | BLUE CUBE OPERATIONS LLC | BLUE CUBE OPERATIONS FREEPORT | 2301 N BRAZOSPORT BLVD | FREEPORT | TX | 77541 | BRAZORIA | CN604930784 | RN108772245 | 46 chlorine sentinel analyzers. | The following property is used 100% for pollution control and is installed to meet or exceed federal or state regulations: 46 chlorine sentinel analyzers. | 2020-07-23 | 427000 | 100
23161 | T1 | BLUE CUBE OPERATIONS LLC | BLUE CUBE OPERATIONS FREEPORT | 2301 N BRAZOSPORT BLVD | FREEPORT | TX | 77541 | BRAZORIA | CN604930784 | RN108772245 | Overfill spill protection consisting of radar level transmitters and switches on the bleach and chemical storage tanks. | The following property is used 100% for pollution control and is installed to meet or exceed federal or state regulations: Overfill spill protection consisting of radar level transmitters and switches on the bleach and chemical storage tanks. | 2020-07-23 | 535399 | 100
23162 | T1 | BLUE CUBE OPERATIONS LLC | BLUE CUBE OPERATIONS FREEPORT | 2301 N BRAZOSPORT BLVD | FREEPORT | TX | 77541 | BRAZORIA | CN604930784 | RN108772245 | Cathodic protection systems for chemical storage tanks. | The following property is used 100% for pollution control and is installed to meet or exceed federal or state regulations: Cathodic protection systems for chemical storage tanks. | 2020-07-23 | 220000 | 100
23163 | T3 | NUECES BAY LLC | NUECES BAY POWER STATION | 2002 E NAVIGATION BLVD | CORPUS CHRISTI | TX | 78402 | NUECES | CN605698612 | RN100552181 | Heat Recovery Steam Generator 8 and Heat Recovery Steam Generator 9. | The following property is used 69.30% for pollution control and is installed to meet or exceed federal or state regulations: Heat Recovery Steam Generator 8 and Heat Recovery Steam Generator 9. | 2020-04-29 | 76739946 | 69.3
23164 | T3 | BARNEY DAVIS LLC | BARNEY DAVIS ENERGY CENTER | 4301 WALDRON RD | CORPUS CHRISTI | TX | 78418 | NUECES | CN605698604 | RN100642040 | Heat Recovery Steam Generator 3 and Heat Recovery Steam Generator 4. | The following property is used 86.70% for pollution control and is installed to meet or exceed federal or state regulations: Heat Recovery Steam Generator 3 and Heat Recovery Steam Generator 4. | 2020-04-29 | 78379466 | 86.7
23165 | T1 | TECO GAS PROCESSING LLC | BULLDOG PANOLA III GAS PLANT FLARE | 480 PR 8015 CARTHAGE TX 75633 | Panola County | TX | 75633 | PANOLA | CN602689028 | RN106051337 | Flare system including a header system comprised of piping, one knockout drum, three flare tips/pilots, and a blower motor for forced air. | The following property is used 100% for pollution control and is installed to meet or exceed federal or state regulations: Flare system including a header system comprised of piping, one knockout drum, three flare tips/pilots, and a blower motor for forced air. | 2020-05-25 | 3083594 | 100
23166 | T1 | SEALY KICKAPOO ROAD LLC | SEALY KICKAPOO ROAD | 18140 KICKAPOO RD | HOCKLEY | TX | 77447 | HARRIS | CN605731389 | RN111023933 | It is a detention pond which is a containment structure to manage stormwater and reduce the impact of pollutants. Stormwater is diverted into the detention pond where it can accumulate and then be discharged at a controlled rate. The land is 572,552 square feet. | NOD response not received | 2020-08-19 | 1400000 | 100
23167 | T1 | 68B LLC | HALLIBURTON ENERGY SERVICES HOUSTON | 10200 BELLAIRE BLVD | HOUSTON | TX | 77072 | HARRIS | CN605771658 | RN100572494 | It is a detention pond which is a containment structure to manage stormwater and reduce the impact of pollutants. Stormwater is diverted into the detention pond where it can accumulate and then be discharged at a controlled rate. | NOD response not received | 2020-07-24 | 1000000 | 100
23168 | T1 | EXPLORER PIPELINE COMPANY | EXPLORER PIPELINE ARLINGTON PUMPING STATION BREAKOUT | 3301 S HIGHWAY 157 | EULESS | TX | 76040 | TARRANT | CN600424584 | RN100225739 | Automatic tank gauging on Tank 2302. | The following property is used 100% for pollution control and is installed to meet or exceed federal or state regulations: Automatic tank gauging on Tank 2302. | 2020-04-22 | 15440 | 100
23169 | T1 | EXPLORER PIPELINE COMPANY | EXPLORER PIPELINE ARLINGTON PUMPING STATION BREAKOUT | 3301 S HIGHWAY 157 | EULESS | TX | 76040 | TARRANT | CN600424584 | RN100225739 | Cathodic protection on Tank 2302. | The following property is used 100% for pollution control and is installed to meet or exceed federal or state regulations: Cathodic protection on Tank 2302. | 2020-04-22 | 59362 | 100
23170 | T1 | EXPLORER PIPELINE COMPANY | EXPLORER PIPELINE ARLINGTON PUMPING STATION BREAKOUT | 3301 S HIGHWAY 157 | EULESS | TX | 76040 | TARRANT | CN600424584 | RN100225739 | Overfill alarms on Tank 2302. | The following property is used 100% for pollution control and is installed to meet or exceed federal or state regulations: Overfill alarms on Tank 2302. | 2020-04-22 | 10000 | 100
23171 | T1 | EXPLORER PIPELINE COMPANY | EXPLORER PIPELINE ARLINGTON PUMPING STATION BREAKOUT | 3301 S HIGHWAY 157 | EULESS | TX | 76040 | TARRANT | CN600424584 | RN100225739 | Secondary containment for Tank 2302 consisting of an earthen dike. | The following property is used 100% for pollution control and is installed to meet or exceed federal or state regulations: Secondary containment for Tank 2302 consisting of an earthen dike. | 2020-04-22 | 98997 | 100
23172 | T1 | EXPLORER PIPELINE COMPANY | EXPLORER PIPELINE ARLINGTON PUMPING STATION BREAKOUT | 3301 S HIGHWAY 157 | EULESS | TX | 76040 | TARRANT | CN600424584 | RN100225739 | Cathodic protection on Tank 2315. | The following property is used 100% for pollution control and is installed to meet or exceed federal or state regulations: Cathodic protection on Tank 2315. | 2020-04-22 | 44705 | 100
23173 | T1 | EXPLORER PIPELINE COMPANY | EXPLORER PIPELINE ARLINGTON PUMPING STATION BREAKOUT | 3301 S HIGHWAY 157 | EULESS | TX | 76040 | TARRANT | CN600424584 | RN100225739 | Secondary containment for Tank 2315 consisting of an earthen dike. | The following property is used 100% for pollution control and is installed to meet or exceed federal or state regulations: Secondary containment for Tank 2315 consisting of an earthen dike. | 2020-04-22 | 432599 | 100
23174 | T1 | S C TERMINALS LP | SOUTH COAST TERMINALS LA PORTE | 10900 STRANG RD | LA PORTE | TX | 77571 | HARRIS | CN600347702 | RN102337581 | Stormwater containment consisting of 4,229 sf of reinforced concrete, dikes and curbing. | The following property is used 100% for pollution control and is installed to meet or exceed federal or state regulations: Stormwater containment consisting of 4,229 sf of reinforced concrete, dikes and curbing. | 2020-06-22 | 95320 | 100
23175 | T1 | S C TERMINALS LP | SOUTH COAST TERMINALS LA PORTE | 10900 STRANG RD | LA PORTE | TX | 77571 | HARRIS | CN600347702 | RN102337581 | Stormwater conveyance system that consists of pumps, blowers, scrubbers and a tank. | The following property is used 100% for pollution control and is installed to meet or exceed federal or state regulations: Stormwater conveyance system that consists of pumps, blowers, scrubbers and a tank. | 2020-05-13 | 883132 | 100
23176 | T1 | S C TERMINALS LP | SOUTH COAST TERMINALS LA PORTE | 10900 STRANG RD | LA PORTE | TX | 77571 | HARRIS | CN600347702 | RN102337581 | Tank Overfill Protection Alarm Systems which consist of tank gauges, communication systems, and high-level alarms. | The following property is used 100% for pollution control and is installed to meet or exceed federal or state regulations: Tank Overfill Protection Alarm Systems which consist of tank gauges, communication systems, and high-level alarms. | 2020-05-13 | 973019 | 100
23177 | T2 | CEMEX CONSTRUCTION MATERIALS SOUTH LLC | CEMEX CEMENT OF TEXAS | Latitude = 29.675, Longitude = -98.182777 | Comal County | TX | 78132 | COMAL | CN603403973 | RN102605375 | A 51,132 square foot crushed limestone store dust control enclosure. | The following property is used 100% for pollution control and is installed to meet or exceed federal or state regulations: A 51,132 square foot crushed limestone store dust control enclosure. | 2020-05-13 | 9340502 | 100
23178 | T1 | SWEPI LP | WINKLER COUNTY WATER PIPING | INTERCONNECTING LINES FOR SWD WELLS ACROSS WINKLER COUNTY - MAP ATTACHED | Winkler County | TX | 79754 | WINKLER | CN600880249 | RN111028635 | 8.59 miles of 2-inch to 16-inch diameter piping that connect saltwater disposal wells. | The following property is used 100% for pollution control and is installed to meet or exceed federal or state regulations: 8.59 miles of 2-inch to 16-inch diameter piping that connect saltwater disposal wells. | 2020-05-06 | 1884777 | 100
23179 | T1 | SWEPI LP | WARD COUNTY WATER PIPING | INTERCONNECTING LINES FOR SWD WELLS ACROSS WARD COUNTY - MAP ATTACHED | Ward County | TX | 79754 | WARD | CN600880249 | RN111028643 | 58.49 miles of 3.5-inch to 12-inch diameter piping that connect saltwater disposal wells. | The following property is used 100% for pollution control and is installed to meet or exceed federal or state regulations: 58.49 miles of 3.5-inch to 12-inch diameter piping that connect saltwater disposal wells. | 2020-05-06 | 7957427 | 100
23180 | T1 | SWEPI LP | LOVING COUNTY WATER PIPING | INTERCONNECTING LINES FOR SWD WELLS ACROSS LOVING COUNTY - MAP ATTACHED | Loving County | TX | 79754 | LOVING | CN600880249 | RN111028650 | 230.68 miles of 3-inch to 16-inch diameter piping that connect saltwater disposal wells. | The following property is used 100% for pollution control and is installed to meet or exceed federal or state regulations: 230.68 miles of 3-inch to 16-inch diameter piping that connect saltwater disposal wells. | 2020-05-06 | 48452485 | 100
23181 | T1 | EQUISTAR CHEMICALS LP | EQUISTAR CHEMICALS | 1501 MCKINZIE RD | CORPUS CHRISTI | TX | 78410 | NUECES | CN600124705 | RN100221662 | Impressed current cathodic protection was installed for the four new cooling tower cells and associated piping. The cathodic protection was installed as part of the Ethylene Expansion project. The cells and piping are protected from corrosion by the cathodic protection. The cooling water contains various chemicals added for scaling prevention, anti-corrosion purposes and stabilization. In addition to these chemicals the water might become contaminated with the various hydrocarbons processed at the facility. The pollutant being controlled is the process cooling water which if spilled meets the definition of being an industrial solid waste. The facility is not permitted to discharge this material. Attached is a satellite photo showing the location of the cooling tower and a process flow document. | The following property is used 100% for pollution control and is installed to meet or exceed federal or state regulations: Impressed current cathodic protection installed for the four new cooling tower cells and associated piping. | 2020-06-17 | 401250 | 100
23182 | T1 | EQUISTAR CHEMICALS LP | EQUISTAR CHEMICALS | 1501 MCKINZIE RD | CORPUS CHRISTI | TX | 78410 | NUECES | CN600124705 | RN100221662 | Flare upgrades consisting of replacement flare tips and new thermocouples, gas flow meter and steam flow meter. | The following property is used 100% for pollution control and is installed to meet or exceed federal or state regulations: Flare upgrades consisting of replacement flare tips and new thermocouples, gas flow meter and steam flow meter. | 2020-05-20 | 3803365 | 100
23183 | T1 | EQUISTAR CHEMICALS LP | EQUISTAR CHEMICALS | 1501 MCKINZIE RD | CORPUS CHRISTI | TX | 78410 | NUECES | CN600124705 | RN100221662 | Lamella clarifier including piping and pumps, activated sludge basin, and upgrade to the pumps and piping throughout the wastewater treatment system. | The following property is used 100% for pollution control and is installed to meet or exceed federal or state regulations: Lamella clarifier including piping and pumps, activated sludge basin, and upgrade to the pumps and piping throughout the wastewater treatment system. | 2020-06-03 | 5857064 | 100
23184 | T1 | S C TERMINALS LP | SOUTH COAST TERMINALS | 7401 WALLISVILLE RD | HOUSTON | TX | 77020 | HARRIS | CN600347702 | RN102876976 | Stormwater containment consisting of concrete encasement at the railcar track 822 which consists of reinforced concrete, curbing, and dikes. | The following property is used 100% for pollution control and is installed to meet or exceed federal or state regulations: Stormwater containment consisting of concrete encasement at the railcar track 822 which consists of reinforced concrete, curbing, and dikes. | 2020-05-20 | 141641 | 100
23185 | T3 | BRAZOS ELECTRIC POWER COOPERATIVE INC | JACK COUNTY GENERATION FACILITY | 3844 HENDERSON RANCH ROAD BRIDGEPORT JACK COUNTY | Jack County | TX | 76458 | JACK | CN600128821 | RN100221985 | Jack 1 Heat Recovery Steam Generators (HRSG 1 and HRSG2) including duct burners, HP-IP superheaters, HP-IP-LP evaporators, HP-IP-LP economizers, HP-IP-LP drums, associated pumps and valves. | The following property is used 85.13% for pollution control and is installed to meet or exceed federal or state regulations: Jack 1 Heat Recovery Steam Generators (HRSG 1 and HRSG2) including duct burners, HP-IP superheaters, HP-IP-LP evaporators, HP-IP-LP economizers, HP-IP-LP drums, associated pumps and valves. | 2020-06-17 | 105244426 | 85.13
23186 | T1 | PACCAR INC | PETERBILT MOTORS | 3200 AIRPORT RD | DENTON | TX | 76207 | DENTON | CN600125652 | RN100211762 | Replacement of mist eliminator wall in chassis robotic downdraft booth designed to remove particulate emissions from the exhaust. | The following property is used 100% for pollution control and is installed to meet or exceed federal or state regulations: Replacement of mist eliminator wall in chassis robotic downdraft booth designed to remove particulate emissions from the exhaust. | 2020-05-29 | 497871 | 100
23187 | T1 | MONARCH SILICA LLC | SOUTHERN HILLS FACILITY | Latitude = 29.189117, Longitude = -98.459214 | Bexar County | TX | 78264 | BEXAR | CN605473875 | RN110417912 | Three 42-foot high exhaust stacks. | The following property is used 100% for pollution control and is installed to meet or exceed federal or state regulations: Three 42-foot high exhaust stacks. | 2020-05-20 | 75000 | 100
23188 | T1 | MONARCH SILICA LLC | SOUTHERN HILLS FACILITY | Latitude = 29.189117, Longitude = -98.459214 | Bexar County | TX | 78264 | BEXAR | CN605473875 | RN110417912 | Dust collection devices, including the dust filter system, dust exhaust ducting installed between Rotex Conveyors, baghouses connected to the two Carrier Dryers, the Ultra-Fines Recovery System, and bin vents installed on four charge hoppers and silos. | The following property is used 100% for pollution control and is installed to meet or exceed federal or state regulations: Dust collection devices, including the dust filter system, dust exhaust ducting installed between Rotex Conveyors, baghouses connected to the two Carrier Dryers, the Ultra-Fines Recovery System, and bin vents installed on four charge hoppers and silos. | 2020-05-20 | 2454151 | 100
23189 | T1 | MONARCH SILICA LLC | SOUTHERN HILLS FACILITY | Latitude = 29.189117, Longitude = -98.459214 | Bexar County | TX | 78264 | BEXAR | CN605473875 | RN110417912 | 12 stormwater ponds totaling 620,566 square feet. | The following property is used 100% for pollution control and is installed to meet or exceed federal or state regulations: 12 stormwater ponds totaling 620,566 square feet. | 2020-05-06 | 300000 | 100
23190 | T1 | US SILICA COMPANY | CRANE COUNTY PLANT | 8401 N FM 1053 | CRANE | TX | 79731 | CRANE | CN600128268 | RN109826560 | Three wet scrubbers for rotary dryers and the associated sumps and sump pumps. | The following property is used 100% for pollution control and is installed to meet or exceed federal or state regulations: Three wet scrubbers for rotary dryers and the associated sumps and sump pumps. | 2020-05-27 | 1567497 | 100
23191 | T1 | US SILICA COMPANY | CRANE COUNTY PLANT | 8401 N FM 1053 | CRANE | TX | 79731 | CRANE | CN600128268 | RN109826560 | Dust collection system consisting of Farr GS-6 Dust Collectors 1, 2 and 3; GS-16 Dust Collectors 1 and 2; GS-20 Dust Collectors 1 and 2; Farr GS-2 Bin vent Filers 1, 2, 3, 4, 5, 6, 7, 8, and 9; and the Waste Elevator, Waste Belt Conveyor, and Waste Silo. | The following property is used 100% for pollution control and is installed to meet or exceed federal or state regulations: Dust collection system consisting of Farr GS-6 Dust Collectors 1, 2 and 3; GS-16 Dust Collectors 1 and 2; GS-20 Dust Collectors 1 and 2; Farr GS-2 Bin vent Filers 1, 2, 3, 4, 5, 6, 7, 8, and 9; and the Waste Elevator, Waste Belt Conveyor, and Waste Silo. | 2020-05-20 | 2817077 | 100
23192 | T1 | US SILICA COMPANY | LAMESA TEXAS FACILITY | Latitude = 32.807248, Longitude = -102.139865 | Dawson County | TX | 79331 | DAWSON | CN600128268 | RN109938530 | Three wet scrubbers for rotary dryers and the associated sumps and sump pumps. | The following property is used 100% for pollution control and is installed to meet or exceed federal or state regulations: Three wet scrubbers for rotary dryers and the associated sumps and sump pumps. | 2020-05-20 | 1567497 | 100
23193 | T1 | US SILICA COMPANY | LAMESA TEXAS FACILITY | Latitude = 32.807248, Longitude = -102.139865 | Dawson County | TX | 79331 | DAWSON | CN600128268 | RN109938530 | Dust collection system consisting of Farr GS-6 Dust Collectors 1, 2 and 3; GS-16 Dust Collectors 1 and 2; GS-20 Dust Collectors 1 and 2; Farr GS-2 Bin vent Filers 1, 2, 3, 4, 5, 6, 7, 8, and 9; and the Waste Elevator, Waste Belt Conveyor, and Waste Silo. | The following property is used 100% for pollution control and is installed to meet or exceed federal or state regulations: Dust collection system consisting of Farr GS-6 Dust Collectors 1, 2 and 3; GS-16 Dust Collectors 1 and 2; GS-20 Dust Collectors 1 and 2; Farr GS-2 Bin vent Filers 1, 2, 3, 4, 5, 6, 7, 8, and 9; and the Waste Elevator, Waste Belt Conveyor, and Waste Silo. | 2020-05-20 | 2817077 | 100
23194 | T1 | COVIA HOLDINGS CORPORATION | 53 ODESSA | 201 S LEE AVE | ODESSA | TX | 79761 | ECTOR | CN600795777 | RN111030805 | Dust collection filter. | NOD response not received | 2020-06-08 | 72800 | 100
23195 | T1 | COVIA HOLDINGS CORPORATION | 53 ODESSA | 201 S LEE AVE | ODESSA | TX | 79761 | ECTOR | CN600795777 | RN111030805 | Sumps. | NOD response not received | 2020-06-08 | 18440 | 100
23196 | T1 | BLUEWING ONE LLC | BROWNSVILLE TERMINAL | 11700 OLD HIGHWAY 48 BROWNSVILLE TX 78521 | Cameron County | TX | 78521 | CAMERON | CN605283233 | RN105195317 | Flare and vapor combustor system including flare tips, pumps, burners, stacks, and flow meters. | The following property is used 100% for pollution control and is installed to meet or exceed federal or state regulations: Flare and vapor combustor system including flare tips, pumps, burners, stacks, and flow meters. | 2020-05-06 | 688000 | 100
23197 | T1 | BLUEWING MIDSTREAM LLC | BLUEWING ROYAL | 1005 W ANCHOR RD | BROWNSVILLE | TX | 78521 | CAMERON | CN605433085 | RN104735782 | Flare and vapor combustor system including flare tips, pumps, burners, stacks, and flow meters. | The following property is used 100% for pollution control and is installed to meet or exceed federal or state regulations: Flare and vapor combustor system including flare tips, pumps, burners, stacks, and flow meters. | 2020-05-06 | 140000 | 100
23198 | T1 | SHELL OIL COMPANY | SHELL OIL DEER PARK | 5900 HIGHWAY 225 | DEER PARK | TX | 77536 | HARRIS | CN601542012 | RN100211879 | Flare gas recovery system including a duplicate spare compressor; one hydrogen sulfide scrubber train consisting of a scrubber, knockout vessel, and pumps; and utilities connection to support the flare gas recovery system. | The following property is used 74.2% for pollution control and is installed to meet or exceed federal or state regulations: Flare gas recovery system including a duplicate spare compressor; one hydrogen sulfide scrubber train consisting of a scrubber, knockout vessel, and pumps; and utilities connection to support the flare gas recovery system. | 2020-07-06 | 83330000 | 74.2
23199 | T1 | US SILICA COMPANY | LAMESA TEXAS FACILITY | Latitude = 32.807248, Longitude = -102.139865 | Dawson County | TX | 79331 | DAWSON | CN600128268 | RN109938530 | One Guzzler Vacuum Truck (VIN XXXXXXXXXXXXXXXXX) and one International Water Truck (VIN XXXXXXXXXXXXXXXXX). | The following property is used 100% for pollution control and is installed to meet or exceed federal or state regulations: One Guzzler Vacuum Truck (VIN XXXXXXXXXXXXXXXXX) and one International Water Truck (VIN XXXXXXXXXXXXXXXXX). | 2020-05-27 | 174727 | 100
23200 | T1 | LONESTAR PROSPECTS LTD | VISTA SAND KERMIT TEXAS FACILITY | 10422 CR 404 | KERMIT | TX | 79745 | WINKLER | CN603845371 | RN109891374 | Dust collector and dust collection ductwork for Areas 8, 9, 10 and 11. | The following property is used 100% for pollution control and is installed to meet or exceed federal or state regulations: Dust collector and dust collection ductwork for Areas 8, 9, 10 and 11. | 2020-05-27 | 1920954 | 100
23201 | T1 | US SILICA COMPANY | CRANE COUNTY PLANT | 8401 N FM 1053 | CRANE | TX | 79731 | CRANE | CN600128268 | RN109826560 | One Guzzler Vacuum Truck (VIN XXXXXXXXXXXXXXXXX) and one International Water Truck (VIN XXXXXXXXXXXXXXXXX). | The following property is used 100% for pollution control and is installed to meet or exceed federal or state regulations: One Guzzler Vacuum Truck (VIN XXXXXXXXXXXXXXXXX) and one International Water Truck (VIN XXXXXXXXXXXXXXXXX). | 2020-06-03 | 174727 | 100
23202 | T1 | LONESTAR PROSPECTS LTD | VISTA SAND KERMIT TEXAS FACILITY | 10422 CR 404 | KERMIT | TX | 79745 | WINKLER | CN603845371 | RN109891374 | Covered chutes for Areas 1, 2, 3, 7, 8, 9, 10, and 11, and a washed sand wind screen in Area 7. | The following property is used 100% for pollution control and is installed to meet or exceed federal or state regulations: Covered chutes for Areas 1, 2, 3, 7, 8, 9, 10, and 11, and a washed sand wind screen in Area 7. | 2020-05-27 | 1920954 | 100
23203 | T1 | BXP OPERATING LLC | VASTAR 4R SALT WATER DISPOSAL FACILITY | Latitude = 30.544564, Longitude = -93.797412 | Newton County | TX | 75933 | NEWTON | CN605775329 | RN111032199 | Salt water disposal well and ancillary equipment excluding three settling tanks. | The following property is used 100% for pollution control and is installed to meet or exceed federal or state regulations: Salt water disposal well and ancillary equipment excluding three settling tanks. | 2020-05-06 | 118750 | 100
23204 | T1 | OLDCASTLE BUILDINGENVELOPE INC | OLDCASTLE BUILDINGENVELOPE FACILITY | 803 AIRPORT RD | TERRELL | TX | 75160 | KAUFMAN | CN602245813 | RN100218783 | Emissions control system for Paint Line No. 2, Mini Paint Line, and Mini Oven including a filtration system consisting of a fabric filter for the thermal oxidizer, nine paint booth and flash tunnel enclosures, thermal oxidizer including all necessary electrical, piping, controls, and instrumentation, emissions monitor for the thermal oxidizer exhaust, monitoring equipment for filtration systems and thermal oxidizer combustion chamber including pressure gauges and a temperature monitor, exhaust ductwork and fans for transferring emissions to filtration systems and thermal oxidizer, and filtration systems (fabric filters) for paint booth enclosures. | The following property is used 100% for pollution control and is installed to meet or exceed federal or state regulations: Emissions control system for Paint Line No. 2, Mini Paint Line, and Mini Oven including a filtration system consisting of a fabric filter for the thermal oxidizer, nine paint booth and flash tunnel enclosures, thermal oxidizer including all necessary electrical, piping, controls, and instrumentation, emissions monitor for the thermal oxidizer exhaust, monitoring equipment for filtration systems and thermal oxidizer combustion chamber including pressure gauges and a temperature monitor, exhaust ductwork and fans for transferring emissions to filtration systems and thermal oxidizer, and filtration systems (fabric filters) for paint booth enclosures. | 2020-05-20 | 2306950 | 100
23205 | T1 | OLDCASTLE BUILDINGENVELOPE INC | OLDCASTLE BUILDINGENVELOPE FACILITY | 803 AIRPORT RD | TERRELL | TX | 75160 | KAUFMAN | CN602245813 | RN100218783 | Ammonia scrubber on the wastewater pretreatment system including all electrical wiring and connections, instrumentation, piping, pumps, and structural supports necessary to the operation of the scrubber. | The following property is used 100% for pollution control and is installed to meet or exceed federal or state regulations: Ammonia scrubber on the wastewater pretreatment system including all electrical wiring and connections, instrumentation, piping, pumps, and structural supports necessary to the operation of the scrubber. | 2020-05-20 | 250000 | 100
23206 | T1 | SM ENERGY COMPANY | HOOPSNAKE 23-2 SWD WELL | Latitude = 32.136704, Longitude = -101.692416 | Howard County | TX | 79720 | HOWARD | CN600512628 | RN110724515 | Saltwater disposal injection well facility consisting of water tanks, pumps, injection filters, wellhead, well casing, tubing, meters, valves, piping, and disposal wells. | The following property is used 100% for pollution control and is installed to meet or exceed federal or state regulations: Saltwater disposal injection well facility consisting of water tanks, pumps, injection filters, wellhead, well casing, tubing, meters, valves, piping, and disposal wells. | 2020-05-13 | 1557138 | 100
23207 | T1 | SM ENERGY COMPANY | CHANEY MOORE SWD WELL | Latitude = 32.323218, Longitude = -101.588834 | Howard County | TX | 79720 | HOWARD | CN600512628 | RN110722022 | Saltwater disposal injection well facility consisting of water tanks, pumps, injection filters, wellhead, well casing, tubing, meters, valves, piping, and disposal wells. | The following property is used 100% for pollution control and is installed to meet or exceed federal or state regulations: Saltwater disposal injection well facility consisting of water tanks, pumps, injection filters, wellhead, well casing, tubing, meters, valves, piping, and disposal wells. | 2020-05-13 | 2681083 | 100
23208 | T1 | SM ENERGY COMPANY | ANNALEA SWD WELL | Latitude = 32.133412, Longitude = -101.73842 | Howard County | TX | 79720 | HOWARD | CN600512628 | RN110724309 | Saltwater disposal injection well facility consisting of water tanks, pumps, injection filters, wellhead, well casing, tubing, meters, valves, piping, and disposal wells. | The following property is used 100% for pollution control and is installed to meet or exceed federal or state regulations: Saltwater disposal injection well facility consisting of water tanks, pumps, injection filters, wellhead, well casing, tubing, meters, valves, piping, and disposal wells. | 2020-05-13 | 7470223 | 100
23209 | T1 | SM ENERGY COMPANY | NEPTUNE 1 SWD | Latitude = 32.25658, Longitude = -101.69018 | Howard County | TX | 79720 | HOWARD | CN600512628 | RN110631090 | Saltwater disposal injection well facility consisting of water tanks, pumps, injection filters, wellhead, well casing, tubing, meters, valves, piping, and disposal wells. | The following property is used 100% for pollution control and is installed to meet or exceed federal or state regulations: Saltwater disposal injection well facility consisting of water tanks, pumps, injection filters, wellhead, well casing, tubing, meters, valves, piping, and disposal wells. | 2020-05-13 | 5709599 | 100
23210 | T1 | SM ENERGY COMPANY | HYDRA 1 SWD | Latitude = 32.31884, Longitude = -101.58584 | Howard County | TX | 79720 | HOWARD | CN600512628 | RN110631108 | Saltwater disposal injection well facility consisting of water tanks, pumps, injection filters, wellhead, well casing, tubing, meters, valves, piping, and disposal wells. | The following property is used 100% for pollution control and is installed to meet or exceed federal or state regulations: Saltwater disposal injection well facility consisting of water tanks, pumps, injection filters, wellhead, well casing, tubing, meters, valves, piping, and disposal wells. | 2020-05-13 | 5684652 | 100
23211 | T1 | SM ENERGY COMPANY | HOOPSNAKE 22-1 SWD WELL | Latitude = 32.141111, Longitude = -101.703611 | Martin County | TX | 79782 | MARTIN | CN600512628 | RN110724549 | Saltwater disposal injection well facility consisting of water tanks, pumps, injection filters, wellhead, well casing, tubing, meters, valves, piping, and disposal wells. | The following property is used 100% for pollution control and is installed to meet or exceed federal or state regulations: Saltwater disposal injection well facility consisting of water tanks, pumps, injection filters, wellhead, well casing, tubing, meters, valves, piping, and disposal wells. | 2020-05-13 | 1218637 | 100
23212 | T1 | SM ENERGY COMPANY | FLETCH 1 SWD WELL | Latitude = 32.201521, Longitude = -101.4784 | Howard County | TX | 79720 | HOWARD | CN600512628 | RN110724291 | Saltwater disposal injection well facility consisting of water tanks, pumps, injection filters, wellhead, well casing, tubing, meters, valves, piping, and disposal wells. | The following property is used 100% for pollution control and is installed to meet or exceed federal or state regulations: Saltwater disposal injection well facility consisting of water tanks, pumps, injection filters, wellhead, well casing, tubing, meters, valves, piping, and disposal wells. | 2020-05-13 | 2907479 | 100
23213 | T1 | SM ENERGY COMPANY | DELPHIN 1 SWD WELL | 10 MILES NW OF BIG SPRING S29 BLK A BAUER AND COCKRELL A-578 | Howard County | TX | 79720 | HOWARD | CN600512628 | RN110724325 | Saltwater disposal injection well facility consisting of water tanks, pumps, injection filters, wellhead, well casing, tubing, meters, valves, piping, and disposal wells. | The following property is used 100% for pollution control and is installed to meet or exceed federal or state regulations: Saltwater disposal injection well facility consisting of water tanks, pumps, injection filters, wellhead, well casing, tubing, meters, valves, piping, and disposal wells. | 2020-05-13 | 5633078 | 100
23214 | T1 | SM ENERGY COMPANY | COSTANZA KRAMER SWD PIPELINE IN HOWARD COUNTY | INTERCONENCTING LINES FOR SWD WLLS ACROSS HOWARD COUNTY | Howard County | TX | 79720 | HOWARD | CN600512628 | RN110724580 | Pipelines connecting non-commercial salt water disposal facilities across Howard County. | The following property is used 100% for pollution control and is installed to meet or exceed federal or state regulations: Pipelines connecting non-commercial salt water disposal facilities across Howard County. | 2020-05-13 | 2466834 | 100
23215 | T1 | CIMSA AMERICAS CEMENT MANUFACTURING AND SALES CORP | WHITE CEMENT GRINDING PLANT | 1755 FEDERAL RD | HOUSTON | TX | 77015 | HARRIS | CN605385418 | RN109833095 | Stormwater control system, consisting of stormwater drains, drainage pipes and containment. | NOD response not received | 2020-06-26 | 543728 | 100
23216 | T1 | CIMSA AMERICAS CEMENT MANUFACTURING AND SALES CORP | WHITE CEMENT GRINDING PLANT | 1755 FEDERAL RD | HOUSTON | TX | 77015 | HARRIS | CN605385418 | RN109833095 | Cloth media bag filters with a minimum collection efficiency of 99.95% installed at the receiving, distribution, storage, reclaim, truck and rail loading areas. | The following property is used 100% for pollution control and is installed to meet or exceed federal or state regulations: Cloth media bag filters with a minimum collection efficiency of 99.95% installed at the receiving, distribution, storage, reclaim, truck and rail loading areas. | 2020-06-03 | 10633283 | 100
23217 | T1 | POCO GRAPHITE HOLDINGS LLC | POCO GRAPHITE | 300 OLD GREENWOOD RD | DECATUR | TX | 76234 | WISE | CN602243156 | RN100807783 | Industrial hazardous waste tank. | The following property is used 100% for pollution control and is installed to meet or exceed federal or state regulations: Industrial hazardous waste tank. | 2020-06-10 | 234306 | 100
23218 | T1 | POCO GRAPHITE HOLDINGS LLC | POCO GRAPHITE | 300 OLD GREENWOOD RD | DECATUR | TX | 76234 | WISE | CN602243156 | RN100807783 | Wastewater line. | The following property is used 100% for pollution control and is installed to meet or exceed federal or state regulations: Wastewater line. | 2020-06-17 | 45270 | 100
23219 | T1 | POCO GRAPHITE HOLDINGS LLC | POCO GRAPHITE | 300 OLD GREENWOOD RD | DECATUR | TX | 76234 | WISE | CN602243156 | RN100807783 | Secondary containment structure repair and construction, including modification of wall for the coke pad, complete rebuild of the secondary containment for the feed system, and construction of containment wall and lid for the scrubber area. | The following property is used 100% for pollution control and is installed to meet or exceed federal or state regulations: Secondary containment structure repair and construction, including modification of wall for the coke pad, complete rebuild of the secondary containment for the feed system, and construction of containment wall and lid for the scrubber area. | 2020-06-17 | 110780 | 100
23220 | T1 | POCO GRAPHITE HOLDINGS LLC | POCO GRAPHITE | 300 OLD GREENWOOD RD | DECATUR | TX | 76234 | WISE | CN602243156 | RN100807783 | Repairs made to the blower assembly for the S1 baghouse. Replacement of the stack for the H-Graph dust collector. Installation of a dust collector for the TD Machine Shop, two Eaton 8 bag filter housings, and two Eaton 16 bag filter housings. | The following property is used 100% for pollution control and is installed to meet or exceed federal or state regulations: Repairs made to the blower assembly for the S1 baghouse. Replacement of the stack for the H-Graph dust collector. Installation of a dust collector for the TD Machine Shop, two Eaton 8 bag filter housings, and two Eaton 16 bag filter housings. | 2020-06-17 | 272286 | 100
23221 | T1 | PW GILLIBRAND OF TEXAS INC | BRADY PLANT | Latitude = 31.125555, Longitude = -99.324166 | Mcculloch County | TX | 76825 | MCCULLOCH | CN605641059 | RN102612900 | Waste dust silo. | The following property is used 100% for pollution control and is installed to meet or exceed federal or state regulations: Waste dust silo. | 2020-06-10 | 5350 | 100
23222 | T1 | PW GILLIBRAND OF TEXAS INC | BRADY PLANT | Latitude = 31.125555, Longitude = -99.324166 | Mcculloch County | TX | 76825 | MCCULLOCH | CN605641059 | RN102612900 | 2017 Broce 350 Sweeper Serial Number XXXXXX, 1995 Ford LTS9000 Vacuum VIN XXXXXXXXXXXXXXXXX, 2013 Freightliner M2 Water Truck VIN XXXXXXXXXXXXXXXXX, 2014 Freightliner M2 Water Truck VIN XXXXXXXXXXXXXXXXX, 2014 Isuzu Tymco 435 Sweeper Serial No XXXXXXXXXXXXXXXXX, and 2015 Mack Guzzler CL Vacuum Truck XXXXXXXXXXXXXXXXX. | The following property is used 100% for pollution control and is installed to meet or exceed federal or state regulations: 2017 Broce 350 Sweeper Serial Number XXXXXX, 1995 Ford LTS9000 Vacuum VIN XXXXXXXXXXXXXXXXX, 2013 Freightliner M2 Water Truck VIN XXXXXXXXXXXXXXXXX, 2014 Freightliner M2 Water Truck VIN XXXXXXXXXXXXXXXXX, 2014 Isuzu Tymco 435 Sweeper Serial No XXXXXXXXXXXXXXXXX, and 2015 Mack Guzzler CL Vacuum Truck XXXXXXXXXXXXXXXXX. | 2020-06-03 | 82490 | 100
23223 | T2 | FLINT HILLS RESOURCES INGLESIDE LLC | FHR INGLESIDE MARINE TERMINAL FACILITY | 103 FM 1069 | INGLESIDE | TX | 78362 | SAN PATRICIO | CN605721935 | RN100222744 | Floating roofs and geodesic dome roofs installed on five new storage tanks: Tank 70A, Tank 87, Tank 88, Tank 89 and Tank 90. | The following property is used 100% for pollution control and is installed to meet or exceed federal or state regulations: Floating roofs and geodesic dome roofs installed on five new storage tanks: Tank 70A, Tank 87, Tank 88, Tank 89 and Tank 90. | 2020-06-03 | 7468200 | 100
23224 | T1 | OLDCASTLE BUILDINGENVELOPE INC | OLDCASTLE BUILDINGENVELOPE FACILITY | 803 AIRPORT RD | TERRELL | TX | 75160 | KAUFMAN | CN602245813 | RN100218783 | Corrosive mist neutralization system including four scrubbers, hoods, fans, and all electrical wiring and connections, instrumentation, piping, pumps, ductwork, and structural supports necessary to the operation of the scrubbers, hoods, and fans. | The following property is used 100% for pollution control and is installed to meet or exceed federal or state regulations: Corrosive mist neutralization system including four scrubbers, hoods, fans, and all electrical wiring and connections, instrumentation, piping, pumps, ductwork, and structural supports necessary to the operation of the scrubbers, hoods, and fans. | 2020-05-20 | 1260000 | 100
23225 | T3 | WOLF HOLLOW I POWER LLC | WOLF HOLLOW I | 9201 WOLF HOLLOW CT | GRANBURY | TX | 76048 | HOOD | CN600130132 | RN100219195 | Heat Recovery Steam Generators HRSG1 and HRSG2 including duct burners, HP-IP super heaters, HP-IP-LP evaporators, HP-IP-LP economizers, HP-IP-LP drums, integral deaerators, and associated pumps and valves. | The following property is used 82.41% for pollution control and is installed to meet or exceed federal or state regulations: Heat Recovery Steam Generators HRSG1 and HRSG2 including duct burners, HP-IP super heaters, HP-IP-LP evaporators, HP-IP-LP economizers, HP-IP-LP drums, integral deaerators, and associated pumps and valves. | 2020-06-17 | 35000000 | 82.41
23226 | T3 | COLORADO BEND SERVICES LLC | COLORADO BEND I | 3863 S STATE HIGHWAY 60 | WHARTON | TX | 77488 | WHARTON | CN604698449 | RN104772538 | Heat Recovery Steam Generators HRSG1, HRSG2, HRSG3, and HRSG4 including duct burners, HP super heaters, HP-LP evaporators, HP-LP economizers, HP-LP drums, condensers, and associated pumps and valves. | The following property is used 70.38% for pollution control and is installed to meet or exceed federal or state regulations: Heat Recovery Steam Generators HRSG1, HRSG2, HRSG3, and HRSG4 including duct burners, HP super heaters, HP-LP evaporators, HP-LP economizers, HP-LP drums, condensers, and associated pumps and valves. | 2020-06-17 | 56563083 | 70.38
23227 | T1 | FLINT HILLS RESOURCES CORPUS CHRISTI LLC | FHR INGLESIDE MARINE TERMINAL FACILITY | 103 FM 1069 | INGLESIDE | TX | 78362 | SAN PATRICIO | CN603741463 | RN100222744 | The Marine Vapor Control System, including the three marine vapor combustion units or VCUs which are designated as MVCU1, MVCU2, and MVCU3, flame arresters, blowers, knockout drum, detonation arresters, filters and piping. | The following property is used 100% for pollution control and is installed to meet or exceed federal or state regulations: The Marine Vapor Control System, including the three marine vapor combustion units or VCUs which are designated as MVCU1, MVCU2, and MVCU3, flame arresters, blowers, knockout drum, detonation arresters, filters and piping. | 2020-06-03 | 13400000 | 100
23228 | T1 | FLINT HILLS RESOURCES HOUSTON CHEMICAL LLC | FLINT HILLS RESOURCES HOUSTON CHEMICAL | 9822 LA PORTE FWY | HOUSTON | TX | 77017 | HARRIS | CN604650093 | RN102576063 | A continuous emission monitoring system (CEMS) that includes a Siemens LDS6 in-situ ammonia analyzer, Rosemont analyzers for nitrogen oxides, carbon monoxide, and oxygen, a process analyzer building, a sample conditioning system, a power supply, conduit lines, a pressure monitor, a flow monitor, sample and return pump lines, a calibration cabinet, and a data acquisition system with fiber optic hub and termination. A continuous monitoring system (CMS) installed on the supporting cooling tower to support the CEMS for the charge gas heater and monitor emission rates of NOx, CO, O2 and NH3. | The following property is used 100% for pollution control and is installed to meet or exceed federal or state regulations: A continuous emission monitoring system (CEMS) that includes a Siemens LDS6 in-situ ammonia analyzer, Rosemont analyzers for nitrogen oxides, carbon monoxide, and oxygen, a process analyzer building, a sample conditioning system, a power supply, conduit lines, a pressure monitor, a flow monitor, sample and return pump lines, a calibration cabinet, and a data acquisition system with fiber optic hub and termination. A continuous monitoring system (CMS) installed on the supporting cooling tower to support the CEMS for the charge gas heater and monitor emission rates of NOx, CO, O2 and NH3. | 2020-06-03 | 5494000 | 100
23229 | T1 | CIMSA AMERICAS CEMENT MANUFACTURING AND SALES CORP | WHITE CEMENT GRINDING PLANT | 1755 FEDERAL RD | HOUSTON | TX | 77015 | HARRIS | CN605385418 | RN109833095 | Sumps with sump pumps installed in the Bucket Elevator area and the receiving area. | NOD response not received | 2020-07-08 | 163124 | 100
23230 | T1 | CIMSA AMERICAS CEMENT MANUFACTURING AND SALES CORP | WHITE CEMENT GRINDING PLANT | 1755 FEDERAL RD | HOUSTON | TX | 77015 | HARRIS | CN605385418 | RN109833095 | CIMSA has constructed a white cement grinding mill that receives and stores white clinker, marble, gypsum, and limestone for grinding into cement. The facility operates under Permit by Rule registration number 14756. To meet the requirements of 30 TAC 106 144 2 all permanent in plant roadways and vehicle work areas have been paved. | NOD response not received | 2020-07-06 | 610165 | 100
23231 | T1 | CIMSA AMERICAS CEMENT MANUFACTURING AND SALES CORP | WHITE CEMENT GRINDING PLANT | 1755 FEDERAL RD | HOUSTON | TX | 77015 | HARRIS | CN605385418 | RN109833095 | CIMSA has constructed a white cement grinding mill that receives and stores white clinker, marble, gypsum, and limestone for grinding into cement. CIMSA installed wastewater piping which will be used to move process wastewaters to the wastewater tank. | NOD response not received | 2020-07-06 | 205805 | 100
23232 | T3 | EIF CHANNELVIEW COGENERATION LLC | CHANNELVIEW COGENERATION FACILITY | 8580 SHELDON RD | HOUSTON | TX | 77049 | HARRIS | CN603385741 | RN100220276 | Heat Recovery Steam Generator Units 1 thru 4 excluding duct burners. | The following property is used 100% for pollution control and is installed to meet or exceed federal or state regulations: Heat Recovery Steam Generator Units 1 thru 4 excluding duct burners. | 2020-05-27 | 90929500 | 99
23233 | T3 | CALPINE BOSQUE ENERGY CENTER LLC | CALPINE BOSQUE ENERGY CENTER | 575 BOSQUE COUNTY ROAD 3610 | CLIFTON | TX | 76634 | BOSQUE | CN604159848 | RN100226232 | Two heat recovery steam generators (HRSGs) and dedicated ancillary systems including HP, IP, and LP steam drums, superheaters, evaporators, economizers, reheaters, deaerator, duct burners, downcomers, pipes, and HRSG casings; and associated steam turbine. | The following property is used 68.45% for pollution control and is installed to meet or exceed federal or state regulations: Two heat recovery steam generators (HRSGs) and dedicated ancillary systems including HP, IP, and LP steam drums, superheaters, evaporators, economizers, reheaters, deaerator, duct burners, downcomers, pipes, and HRSG casings; and associated steam turbine. | 2020-07-09 | 77527290 | 68.45
23234 | T1 | SOUTH TEXAS FRAC LLC | SOUTH TEXAS FRAC - FLORESVILLE FACILITY | Latitude = 29.08824, Longitude = -98.23429 | Wilson County | TX | 78114 | WILSON | CN605562974 | RN110481108 | 21,550 square feet of paved vehicular traffic areas. | The following property is used 100% for pollution control and is installed to meet or exceed federal or state regulations: 21,550 square feet of paved vehicular traffic areas. | 2020-07-06 | 541505 | 100
23235 | T1 | SOUTH TEXAS FRAC LLC | SOUTH TEXAS FRAC - FLORESVILLE FACILITY | Latitude = 29.08824, Longitude = -98.23429 | Wilson County | TX | 78114 | WILSON | CN605562974 | RN110481108 | A waste dust collection system including the two baghouses, bin vent dust collectors on all silos, the waste dust conveyor, and the waste dust radial stacker. | The following property is used 100% for pollution control and is installed to meet or exceed federal or state regulations: A waste dust collection system including the two baghouses, bin vent dust collectors on all silos, the waste dust conveyor, and the waste dust radial stacker. | 2020-06-03 | 292675 | 100
23236 | T1 | WI TEXAS FRAC LLC | TEXAS FRAC | 14596 N FM 373 | SAINT JO | TX | 76265 | COOKE | CN605320530 | RN106078322 | Waste dust collection system, including a baghouse, bin vent filter, dust filter, two dust collectors, bin vents installed on all silos, and a covered waste dust conveyor that is used solely to move dust to the disposal area. | The following property is used 100% for pollution control and is installed to meet or exceed federal or state regulations: Waste dust collection system, including a baghouse, bin vent filter, dust filter, two dust collectors, bin vents installed on all silos, and a covered waste dust conveyor that is used solely to move dust to the disposal area. | 2020-06-03 | 233723 | 100
23237 | T1 | WI TEXAS FRAC LLC | TEXAS FRAC | 14596 N FM 373 | SAINT JO | TX | 76265 | COOKE | CN605320530 | RN106078322 | 88,107 square feet of paved vehicular traffic areas. | The following property is used 100% for pollution control and is installed to meet or exceed federal or state regulations: 88,107 square feet of paved vehicular traffic areas. | 2020-07-06 | 520871 | 100
23238 | T1 | MONARCH SILICA LLC | SOUTHERN HILLS FACILITY | Latitude = 29.189117, Longitude = -98.459214 | Bexar County | TX | 78264 | BEXAR | CN605473875 | RN110417912 | 63,249 square feet of asphalt and concrete paving of in-plant roads. | The following property is used 100% for pollution control and is installed to meet or exceed federal or state regulations: 63,249 square feet of asphalt and concrete paving of in-plant roads. | 2020-07-06 | 270130 | 100
23239 | T1 | THE LUBRIZOL CORPORATION | LUBRIZOL DEER PARK | 41 TIDAL RD | DEER PARK | TX | 77536 | HARRIS | CN600269617 | RN100221589 | VOC Emissions Control System for Polyisobutylene Unit composed of a thermal oxidizer, backup flare, and emergency flare, including all electrical wiring and connectors, instrumentation, concrete and steel structural supports, and natural gas fuel piping necessary to their operation; piping, headers, valves and blowers, including all necessary structural supports, electrical wiring and connectors, instrumentation; three knockout drums, including all necessary electrical wiring and connectors, instrumentation, concrete and steel structural supports, and liquid discharge piping and pumps. | The following property is used 100% for pollution control and is installed to meet or exceed federal or state regulations: VOC Emissions Control System for Polyisobutylene Unit composed of a thermal oxidizer, backup flare, and emergency flare, including all electrical wiring and connectors, instrumentation, concrete and steel structural supports, and natural gas fuel piping necessary to their operation; piping, headers, valves and blowers, including all necessary structural supports, electrical wiring and connectors, instrumentation; three knockout drums, including all necessary electrical wiring and connectors, instrumentation, concrete and steel structural supports, and liquid discharge piping and pumps. | 2020-06-10 | 19500000 | 100
23240 | T2 | ENTERPRISE REFINED PRODUCTS COMPANY LLC | BEAUMONT MARINE WEST TERMINAL | 6275 HIGHWAY 347 | BEAUMONT | TX | 77705 | JEFFERSON | CN603684408 | RN101042885 | External Geodesic Domes installed on Tanks 2123, 2124, 2125, 2126, 2127 and 2128. | The following property is used 100% for pollution control and is installed to meet or exceed federal or state regulations: External Geodesic Domes installed on Tanks 2123, 2124, 2125, 2126, 2127 and 2128. | 2020-05-27 | 2043648 | 100
23241 | T1 | PRECISION DRILLING COMPANY LP | PRECISION DRILLING | 7600 E INTERSTATE 20 | ODESSA | TX | 79766 | MIDLAND | CN603453770 | RN106743677 | Drilling mud recycling system installed on Rig 626, including a shaker tank, shale shakers, a desilter, a desander, and a degasser. | The following property is used 100% for pollution control and is installed to meet or exceed federal or state regulations: Drilling mud recycling system installed on Rig 626, including a shaker tank, shale shakers, a desilter, a desander, and a degasser. | 2020-06-10 | 818800 | 100
23242 | T1 | PRECISION DRILLING COMPANY LP | PRECISION DRILLING | 7600 E INTERSTATE 20 | ODESSA | TX | 79766 | MIDLAND | CN603453770 | RN106743677 | Spill response equipment installed on drilling rig 626, including ram type blowout preventers, a closing unit, and a choke manifold system. | The following property is used 100% for pollution control and is installed to meet or exceed federal or state regulations: Spill response equipment installed on drilling rig 626, including ram type blowout preventers, a closing unit, and a choke manifold system. | 2020-06-17 | 1382000 | 100
23243 | T3 | PANDA TEMPLE POWER II LLC | PANDA TEMPLE POWER II | 2892 PANDA DR | TEMPLE | TX | 76501 | BELL | CN604788141 | RN105380216 | Heat Recovery Steam Generator consisting of Inlet Transition Duct, HP Superheater #2, HP Reheater #2, Duct Burner, HP Superheater #1, HP Reheater #1, and HP Evaporator #2. | The following property is used 50.6% for pollution control and is installed to meet or exceed federal or state regulations: Heat Recovery Steam Generator consisting of Inlet Transition Duct, HP Superheater #2, HP Reheater #2, Duct Burner, HP Superheater #1, HP Reheater #1, and HP Evaporator #2. | 2020-07-09 | 66012459 | 50.6
23244 | T3 | TEMPLE GENERATION I LLC | PANDA TEMPLE POWER STATION | 2892 PANDA DR | TEMPLE | TX | 76501 | BELL | CN603272352 | RN105380216 | Heat Recovery Steam Generator consisting of Inlet Transition Duct, HP Superheater #2, HP Reheater #2, Duct Burner, HP Superheater #1, HP Reheater #1, and HP Evaporator #2. | The following property is used 67.9% for pollution control and is installed to meet or exceed federal or state regulations:Heat Recovery Steam Generator consisting of Inlet Transition Duct, HP Superheater #2, HP Reheater #2, Duct Burner, HP Superheater #1, HP Reheater #1, and HP Evaporator #2. | 2020-07-09 | 66012459 | 67.9
23245 | T1 | CEMEX CONSTRUCTION MATERIALS SOUTH LLC | CEMEX BALCONES QUARRY | 2682 WALD RD | NEW BRAUNFELS | TX | 78132 | COMAL | CN603403973 | RN102437274 | 2006 777F Off Hwy Water Truck (S/N XXXXXXXX), 2020 Isuzu Tymco DST-4 Dustless Regenerative Air Sweeper (VIN XXXXXXXXXXXXXXXXX), and Rock Crushing Plant High Pressure Water Sprays installed at the primary screens (EPN PSC-1 and EPN PSC-2), secondary screens (EPN SSC-1, EPN SSC-2 and EPN SSC-3), primary crusher (EPN PCR-1), secondary crusher (EPN SCR-1 and EPN SCR-2), tertiary crusher (EPN TCR-1 and EPN TCR-2) and material transfer points (EPN PGR and EPN SSC-1-DROP). | The following property is used 100% for pollution control and is installed to meet or exceed federal or state regulations: 2006 777F Off Hwy Water Truck (S/N XXXXXX), 2020 Isuzu Tymco DST-4 Dustless Regenerative Air Sweeper (VIN XXXXXXXXXXXXXXXXX), and Rock Crushing Plant High Pressure Water Sprays installed at the primary screens (EPN PSC-1 and EPN PSC-2), secondary screens (EPN SSC-1, EPN SSC-2 and EPN SSC-3), primary crusher (EPN PCR-1), secondary crusher (EPN SCR-1 and EPN SCR-2), tertiary crusher (EPN TCR-1 and EPN TCR-2) and material transfer points (EPN PGR and EPN SSC-1-DROP). | 2020-05-13 | 1585005 | 100
23246 | T1 | AKITA DRILLING USA CORP | DRILLING RIG NUMBER 22 | 12120 JORDY RD | MIDLAND | TX | 79707 | MIDLAND | CN605543982 | RN110756558 | Mud recycling system including the shaker tank system and shale shaker. | The following property is used 100% for pollution control and is installed to meet or exceed federal or state regulations: Mud recycling system including the shaker tank system and shale shaker. | 2020-05-20 | 938464 | 100
23247 | T1 | AKITA DRILLING USA CORP | DRILLING RIG NUMBER 22 | 12120 JORDY RD | MIDLAND | TX | 79707 | MIDLAND | CN605543982 | RN110756558 | Drilling rig response system including ram-type blowout preventer, choke manifold units, and accumulators. | The following property is used 100% for pollution control and is installed to meet or exceed federal or state regulations: Drilling rig response system including ram-type blowout preventer, choke manifold units, and accumulators. | 2020-05-20 | 786051 | 100
23248 | T1 | AKITA DRILLING USA CORP | DRILLING RIG NUMBER 516 | 12120 JORDY RD | MIDLAND | TX | 79707 | MIDLAND | CN605543982 | RN110756558 | Drilling rig response system including ram-type blowout preventer, choke manifold units, and accumulators. | The following property is used 100% for pollution control and is installed to meet or exceed federal or state regulations: Drilling rig response system including ram-type blowout preventer, choke manifold units, and accumulators. | 2020-05-20 | 786051 | 100
23249 | T1 | AKITA DRILLING USA CORP | DRILLING RIG NUMBER 516 | 12120 JORDY RD | MIDLAND | TX | 79707 | MIDLAND | CN605543982 | RN110756558 | Mud recycling system including the shaker tank system and shale shaker. | The following property is used 100% for pollution control and is installed to meet or exceed federal or state regulations: Mud recycling system including the shaker tank system and shale shaker. | 2020-05-20 | 938464 | 100
23250 |  | Void - database error | Void - database error |  |  |  |  | Void |  |  | Void - database error | Void - database error |  |  | 100
23251 | T1 | AKITA DRILLING USA CORP | DRILLING RIG NUMBER 521 | 12120 JORDY RD | MIDLAND | TX | 79707 | MIDLAND | CN605543982 | RN110756558 | Drilling rig response system including ram-type blowout preventer, choke manifold units, and accumulators. | The following property is used 100% for pollution control and is installed to meet or exceed federal or state regulations: Drilling rig response system including ram-type blowout preventer, choke manifold units, and accumulators. | 2020-05-20 | 786051 | 100
23252 | T1 | AKITA DRILLING USA CORP | DRILLING RIG NUMBER 521 | 12120 JORDY RD | MIDLAND | TX | 79707 | MIDLAND | CN605543982 | RN110756558 | Mud recycling system including the shaker tank system and shale shaker. | The following property is used 100% for pollution control and is installed to meet or exceed federal or state regulations: Mud recycling system including the shaker tank system and shale shaker. | 2020-05-20 | 938464 | 100
23253 | T1 | AKITA DRILLING USA CORP | DRILLING RIG NUMBER 523 | 12120 JORDY RD | MIDLAND | TX | 79707 | MIDLAND | CN605543982 | RN110756558 | Drilling rig response system including ram-type blowout preventer, choke manifold units, and accumulators. | The following property is used 100% for pollution control and is installed to meet or exceed federal or state regulations: Drilling rig response system including ram-type blowout preventer, choke manifold units, and accumulators. | 2020-05-20 | 786051 | 100
23254 | T1 | AKITA DRILLING USA CORP | DRILLING RIG NUMBER 523 | 12120 JORDY RD | MIDLAND | TX | 79707 | MIDLAND | CN605543982 | RN110756558 | Mud recycling system including the shaker tank system and shale shaker. | The following property is used 100% for pollution control and is installed to meet or exceed federal or state regulations: Mud recycling system including the shaker tank system and shale shaker. | 2020-05-20 | 938464 | 100
23255 | T1 | AKITA DRILLING USA CORP | DRILLING RIG NUMBER 525 | 12120 JORDY RD | MIDLAND | TX | 79707 | MIDLAND | CN605543982 | RN110756558 | Mud recycling system including the shaker tank system and shale shaker. | The following property is used 100% for pollution control and is installed to meet or exceed federal or state regulations: Mud recycling system including the shaker tank system and shale shaker. | 2020-05-20 | 938464 | 100
23256 | T1 | AKITA DRILLING USA CORP | DRILLING RIG NUMBER 525 | 12120 JORDY RD | MIDLAND | TX | 79707 | MIDLAND | CN605543982 | RN110756558 | Drilling rig response system including ram-type blowout preventer, choke manifold units, and accumulators. | The following property is used 100% for pollution control and is installed to meet or exceed federal or state regulations: Drilling rig response system including ram-type blowout preventer, choke manifold units, and accumulators. | 2020-05-20 | 786051 | 100
23257 | T1 | AKITA DRILLING USA CORP | DRILLING RIG NUMBER 802 | 12120 JORDY RD | MIDLAND | TX | 79707 | MIDLAND | CN605543982 | RN110756558 | Drilling rig response system including ram-type blowout preventer, choke manifold units, and accumulators. | The following property is used 100% for pollution control and is installed to meet or exceed federal or state regulations: Drilling rig response system including ram-type blowout preventer, choke manifold units, and accumulators. | 2020-05-20 | 786051 | 100
23258 | T1 | AKITA DRILLING USA CORP | DRILLING RIG NUMBER 802 | 12120 JORDY RD | MIDLAND | TX | 79707 | MIDLAND | CN605543982 | RN110756558 | Mud recycling system including the shaker tank system and shale shaker. | The following property is used 100% for pollution control and is installed to meet or exceed federal or state regulations: Mud recycling system including the shaker tank system and shale shaker. | 2020-05-20 | 938464 | 100
23259 | T1 | SOUTH COAST TERMINALS LP | SOUTH COAST TERMINALS LA PORTE | 10900 STRANG RD | LA PORTE | TX | 77571 | HARRIS | CN602743825 | RN102337581 | A Water Recycling System-Fin Fan Cooling Reactors-also known as Process Finishing Section, has been installed at the South Coast Terminals facility located at 10900 Strang Rd in La Porte, TX. This facility is a reactive chemistry, blending, storage, and packaging terminal of various chemicals and oil-based products. Raw materials and products are received and shipped by tank truck and rail car. Storage of raw materials is in bulk tanks as well as tote drum containers. Utilities servicing this facility consist of electricity, steam, cooling water, chilled water, tempered water, and hot oil. Water is sourced from an on-site well under Harris County Subsidence District Permit 208252. Each process has a cooling step where material that has been heated as part of the process is cooled back down for safe handling. South Coast chose to use this process in order to reduce negative environmental impacts. This system eliminates waste water generation. Total water usage is much less as well as zero waste water generation. Therefore, reducing waste and water conservation in a subsidence district are the primary environmental benefits. This process differs from a cooling tower system in that the water never comes in contact with open air. Water is circulated the same way but instead of water falling down baffles with fans blowing across them, the water runs through a series of tube coils with fans blowing across the coils to remove the heat. As such, the water does not experience evaporation nor does it ever need to be purged due to oxidation. The environmental benefits of using the Fin Fan Cooling System are decreased water usage, decreased waste water, decreased chemical treatment and no contact with open air. This environmentally friendly type of water recycling process also controls the thermal overload of our water ways, specifically the Upper San Jacinto Bay. | NOD response not received | 2020-09-14 | 699987 | 100
23260 | T3 | PANDA SHERMAN POWER LLC | PANDA SHERMAN POWER STATION | 510 PROGRESS ST | SHERMAN | TX | 75092 | GRAYSON | CN603437898 | RN106831423 | Heat Recovery Steam Generator consisting of Inlet Transition Duct, HP Superheater #2, HP Reheater #2, Duct Burner, HP Superheater #1, HP Reheater #1, HP Evaporator #2, HP Evaporator #1, IP Superheater, LP Superheater, IP Evaporator, HP Economizer #2, IP Economizer, HP Economizer 1, LP Evaporator, Feedwater Preheater, and Exhaust Stack. | The following property is used 20.6% for pollution control and is installed to meet or exceed federal or state regulations: Heat Recovery Steam Generator consisting of Inlet Transition Duct, HP Superheater #2, HP Reheater #2, Duct Burner, HP Superheater #1, HP Reheater #1, HP Evaporator #2, HP Evaporator #1, IP Superheater, LP Superheater, IP Evaporator, HP Economizer #2, IP Economizer, HP Economizer 1, LP Evaporator, Feedwater Preheater, and Exhaust Stack. | 2020-07-09 | 64745763 | 20.6
23261 | T1 | BUC-EES LTD | BUC-EES 44 | 1550 CENTRAL EXPRESSWAY | MELISSA | TX | 75454 | COLLIN | CN600777452 | RN110146743 | Fuel tank monitoring system, under dispenser sumps, tank top sumps, automatic line leak detectors, tight fill fittings, sensing devices, spill containers, and automatic shut-off valves. | The following property is used 100% for pollution control and is installed to meet or exceed federal or state regulations: Fuel tank monitoring system, under dispenser sumps, tank top sumps, automatic line leak detectors, tight fill fittings, sensing devices, spill containers, and automatic shut-off valves. | 2020-05-27 | 297075 | 100
23262 | T1 | BUC-EES LTD | BUC-EES 44 | 1550 CENTRAL EXPRESSWAY | MELISSA | TX | 75454 | COLLIN | CN600777452 | RN110146743 | Stage I vapor recovery property. | The following property is used 100% for pollution control and is installed to meet or exceed federal or state regulations: Stage I vapor recovery property. | 2020-05-27 | 4800 | 100
23263 | T1 | BUC-EES LTD | BUC-EES 38 | 5005 IH 30 E | ROYSE CITY | TX | 75189 | HUNT | CN600777452 | RN109886655 | Fuel tank monitoring system, under dispenser sumps, tank top sumps, automatic line leak detectors, tight fill fittings, sensing devices, spill containers, and automatic shut-off valves. | NOD response not received | 2020-06-29 | 297075 | 100
23264 | T1 | BUC-EES LTD | BUC-EES 38 | 5005 IH 30 | ROYSE CITY | TX | 75718 | HUNT | CN600777452 | RN109886655 | Stage I vapor recovery property. | NOD response not received | 2020-06-29 | 4800 | 100
23265 | T1 | BUC-EES LTD | BUC-EES 33 | 6201 IH 45 | TEXAS CITY | TX | 77591 | GALVESTON | CN600777452 | RN106659279 | Fuel tank monitoring system, under dispenser sumps, tank top sumps, automatic line leak detectors, tight fill fittings, sensing devices, spill containers, and automatic shut-off valves. | The following property is used 100% for pollution control and is installed to meet or exceed federal or state regulations: Fuel tank monitoring system, under dispenser sumps, tank top sumps, automatic line leak detectors, tight fill fittings, sensing devices, spill containers, and automatic shut-off valves. | 2020-05-27 | 107970 | 100
23266 | T1 | BUC-EES LTD | BUC-EES 33 | 6201 IH 45 | TEXAS CITY | TX | 77591 | GALVESTON | CN600777452 | RN106659279 | Stage I vapor recovery property. | The following property is used 100% for pollution control and is installed to meet or exceed federal or state regulations: Stage I vapor recovery property. | 2020-05-27 | 4800 | 100
23267 | T1 | HAMMOND MOUND UTILITIES INC | HAMMOND MOUND UTILITIES WWTP | 34699 SUNSET LANE | BROOKSHIRE LN | TX | 77423 | WALLER | CN600666523 | RN101720886 | Activated sludge wastewater treatment plant. | Withdrawn by applicant | 2020-07-03 | 1261941 | 100
23268 | T1 | SOUTHWESTERN ELECTRIC POWER COMPANY | AEP WELSH POWER PLANT | 1187 COUNTY ROAD 4865 | PITTSBURG | TX | 75686 | TITUS | CN600126767 | RN100213370 | Dry bottom ash conversion | Withdrawn by applicant | 2020-07-31 | 1613944 | 100
23269 | T1 | SOUTHWESTERN ELECTRIC POWER COMPANY | AEP WELSH POWER PLANT | 1187 COUNTY ROAD 4865 | PITTSBURG | TX | 75686 | TITUS | CN600126767 | RN100213370 | Mercury sorbent trap monitoring system. | The following property is used 100% for pollution control and is installed to meet or exceed federal or state regulations: Mercury sorbent trap monitoring system. | 2020-06-10 | 237617 | 100
23270 | T1 | SOUTHWESTERN ELECTRIC POWER COMPANY | HW PIRKEY POWER PLANT | 2400 FM 3251 | HALLSVILLE | TX | 75650 | HARRISON | CN600126767 | RN100214287 | Pond evaporator. | Withdrawn by applicant | 2020-07-31 | 623695 | 100
23271 | T1 | SOUTHWESTERN ELECTRIC POWER COMPANY | HW PIRKEY POWER PLANT | 2400 FM 3251 | HALLSVILLE | TX | 75650 | HARRISON | CN600126767 | RN100214287 | Flue gas desulfurization control upgrades including absorber towers, pumps, agitators, spray nozzles, ball mills, flow meters, density meters, level systems meters, sludge disposal system including conveyor belts, thickeners, and drum drives. | The following property is used 100% for pollution control and is installed to meet or exceed federal or state regulations: Flue gas desulfurization control upgrades including absorber towers, pumps, agitators, spray nozzles, ball mills, flow meters, density meters, level systems meters, sludge disposal system including conveyor belts, thickeners, and drum drives. | 2020-08-13 | 1485958 | 100
23272 | T1 | SOUTHWESTERN ELECTRIC POWER COMPANY | HW PIRKEY POWER PLANT | 2400 FM 3251 | HALLSVILLE | TX | 75650 | HARRISON | CN600126767 | RN100214287 | Area K landfill expansion including liner and leachate collection system. | The following property is used 100% for pollution control and is installed to meet or exceed federal or state regulations: Area K landfill expansion including liner and leachate collection system. | 2020-06-10 | 1307392 | 100
23273 | T1 | VOPAK TERMINAL DEER PARK INC | VOPAK TERMINAL DEER PARK | 2759 INDEPENDENCE PKWY | DEER PARK | TX | 77536 | HARRIS | CN601178734 | RN100225093 | Secondary containment additions consisting of graded surfaces diked or beamed areas constructed of concrete or other impervious material adjacent to Tanks 1000, 1001, 1002, 1003, 1004, 1005, 1006, 1007, 1008, and 1009. | The following property is used 100% for pollution control and is installed to meet or exceed federal or state regulations: Secondary containment additions consisting of graded surfaces diked or beamed areas constructed of concrete or other impervious material adjacent to Tanks 1000, 1001, 1002, 1003, 1004, 1005, 1006, 1007, 1008, and 1009. | 2020-06-10 | 1523053 | 100
23274 | T1 | VOPAK TERMINAL DEER PARK INC | VOPAK TERMINAL DEER PARK | 2759 INDEPENDENCE PKWY | DEER PARK | TX | 77536 | HARRIS | CN601178734 | RN100225093 | 16 intelligent pipeline inspection gauge launchers and receivers. | The following property is used 100% for pollution control and is installed to meet or exceed federal or state regulations: 16 intelligent pipeline inspection gauge launchers and receivers. | 2020-08-06 | 210868 | 100
23275 | T1 | VOPAK TERMINAL DEER PARK INC | VOPAK TERMINAL DEER PARK | 2759 INDEPENDENCE PKWY | DEER PARK | TX | 77536 | HARRIS | CN601178734 | RN100225093 | Tank overfill and spill monitoring and protection systems consisting of automated storage tank gauging, automated shutoff valves, overfill sensors, and alarms on Tanks 1000, 1001, 1002, 1003, 1004, 1005, 1006, 1007, 1008, and 1009. | The following property is used 100% for pollution control and is installed to meet or exceed federal or state regulations: Tank overfill and spill monitoring and protection systems consisting of automated storage tank gauging, automated shutoff valves, overfill sensors, and alarms on Tanks 1000, 1001, 1002, 1003, 1004, 1005, 1006, 1007, 1008, and 1009. | 2020-08-06 | 3206017 | 100
23276 | T1 | VOPAK TERMINAL DEER PARK INC | VOPAK TERMINAL DEER PARK | 2759 INDEPENDENCE PKWY | DEER PARK | TX | 77536 | HARRIS | CN601178734 | RN100225093 | Volatile organic compounds recovery and control systems consisting of internal floating roofs, and associated nozzles and vents; blowers and piping; and flare for Tanks 1000, 1001, 1002, 1003, 1004, 1005, 1006, 1007, 1008, and 1009. | The following property is used 100% for pollution control and is installed to meet or exceed federal or state regulations: Volatile organic compounds recovery and control systems consisting of internal floating roofs, and associated nozzles and vents; blowers and piping; and flare for Tanks 1000, 1001, 1002, 1003, 1004, 1005, 1006, 1007, 1008, and 1009. | 2020-08-06 | 2960049 | 100
23277 | T3 | COLORADO BEND II POWER LLC | COLORADO BEND II | Latitude = 29.286944, Longitude = -96.065833 | Wharton County | TX | 77488 | WHARTON | CN604686030 | RN110119419 | Two heat recovery steam generators (HRSGs) and ancillary equipment including high-pressure system, including high-pressure drum, evaporators, superheaters, and economizers; reheat/intermediate-pressure system, including intermediate-pressure drum, reheaters, superheater, evaporator, and economizer; low-pressure system, including a low-pressure drum, deaerator, evaporator, superheater, and heaters; associated ductwork and piping for each system; indicators, transmitters, temperature elements, flow elements, and other instrumentation required to support control and monitoring of the HRSG; instrumentation accessories, including isolation root valves, valve manifolds, blowdown valves, steam loop seals, condensate pots, stainless steel tubing, fittings, mounting hardware, etc. for skid mounted equipment; control/instrument air user supply lines, including stainless steel tubing, flexible tubing, shutoff valves, and fittings for pre-packaged or skid mounted equipment; supplemental duct firing burner system designed for firing natural gas, all related piping, valves, instrumentation, flow element, burner management system controls, flame safeguard system; and discharge expansion joints. | The following property is used 65% for pollution control and is installed to meet or exceed federal or state regulations: Two heat recovery steam generators (HRSGs) and ancillary equipment including high-pressure system, including high-pressure drum, evaporators, superheaters, and economizers; reheat/intermediate-pressure system, including intermediate-pressure drum, reheaters, superheater, evaporator, and economizer; low-pressure system, including a low-pressure drum, deaerator, evaporator, superheater, and heaters; associated ductwork and piping for each system; indicators, transmitters, temperature elements, flow elements, and other instrumentation required to support control and monitoring of the HRSG; instrumentation accessories, including isolation root valves, valve manifolds, blowdown valves, steam loop seals, condensate pots, stainless steel tubing, fittings, mounting hardware, etc. for skid mounted equipment; control/instrument air user supply lines, including stainless steel tubing, flexible tubing, shutoff valves, and fittings for pre-packaged or skid mounted equipment; supplemental duct firing burner system designed for firing natural gas, all related piping, valves, instrumentation, flow element, burner management system controls, flame safeguard system; and discharge expansion joints. | 2020-08-06 | 96003093 | 65
23278 | T1 | WTG JAMESON LP | JAMESON GAS PLANT | 1000 GAS PLANT RD | SILVER | TX | 76945 | COKE | CN602679813 | RN101246478 | Flare system, including a flare, stack, burner, tip, blower, and all necessary electrical, piping, controls, and instrumentation; flare piping and a header. | The following property is used 100% for pollution control and is installed to meet or exceed federal or state regulations: Flare system, including a flare, stack, burner, tip, blower, and all necessary electrical, piping, controls, and instrumentation; flare piping and a header. | 2020-07-16 | 100000 | 100
23279 | T1 | CHAMPIONX LLC | CHAMPIONX CORSICANA | 2733 E STATE HIGHWAY 31 | CORSICANA | TX | 75109 | NAVARRO | CN602898751 | RN100756287 | Wastewater system consisting of noncommercial injection well pretreatment equipment; wastewater collection sumps, pumps, and piping; installed wastewater treatment tank number T-210 and replaced insulation on wastewater treatment tanks Tâ€64 and Tâ€65; and installed wastewater neutralization tank number Tâ€207. | The following property is used 100% for pollution control and is installed to meet or exceed federal or state regulations: Wastewater system consisting of noncommercial injection well pretreatment equipment; wastewater collection sumps, pumps, and piping; installed wastewater treatment tank number T-210 and replaced insulation on wastewater treatment tanks Tâ€64 and Tâ€65; and installed wastewater neutralization tank number Tâ€207. | 2020-06-25 | 1242000 | 100
23280 | T1 | EQUISTAR CHEMICALS LP | EQUISTAR CHEMICALS | 1501 MCKINZIE RD | CORPUS CHRISTI | TX | 78410 | NUECES | CN600124705 | RN100221662 | The incremental difference in cost between 1,722 ultra-low NOX burners, filter coalescers and instrumentation, refractory modifications, flue gas piping between the burners and filter coalescers, and instrument wiring to the main control building and the cost of alternative burners and required operation items without NOx controls. | The following property is used 100% for pollution control and is installed to meet or exceed federal or state regulations: The incremental difference in cost between 1,722 ultra-low NOX burners, filter coalescers and instrumentation, refractory modifications, flue gas piping between the burners and filter coalescers, and instrument wiring to the main control building and the cost of alternative burners and required operation items without NOx controls. | 2020-05-26 | 120000000 | 100
23281 | T1 | EQUISTAR CHEMICALS LP | EQUISTAR CHEMICALS | 1501 MCKINZIE RD | CORPUS CHRISTI | TX | 78410 | NUECES | CN600124705 | RN100221662 | Two temperature thermocouples. | The following property is used 100% for pollution control and is installed to meet or exceed federal or state regulations: Two temperature thermocouples. | 2020-07-16 | 28000 | 100
23282 | T1 | EQUISTAR CHEMICALS LP | EQUISTAR CHEMICALS | 1501 MCKINZIE RD | CORPUS CHRISTI | TX | 78410 | NUECES | CN600124705 | RN100221662 | Eight stack extensions, nine new stacks, and 34 sample ports. | The following property is used 100% for pollution control and is installed to meet or exceed federal or state regulations: Eight stack extensions, nine new stacks, and 34 sample ports. | 2020-07-02 | 1000000 | 100
23283 | T1 | EQUISTAR CHEMICALS LP | EQUISTAR CHEMICALS | 1501 MCKINZIE RD | CORPUS CHRISTI | TX | 78410 | NUECES | CN600124705 | RN100221662 | High efficiency drift eliminators added to ten cooling tower cells. | The following property is used 100% for pollution control and is installed to meet or exceed federal or state regulations: High efficiency drift eliminators added to ten cooling tower cells. | 2020-07-02 | 250000 | 100
23284 | T1 | EQUISTAR CHEMICALS LP | EQUISTAR CHEMICALS | 1501 MCKINZIE RD | CORPUS CHRISTI | TX | 78410 | NUECES | CN600124705 | RN100221662 | Fifteen CEMS and eight analyzer buildings, including the analyzer cabinets, air conditioning, sample lines, electrical connections and wiring, and signal connections to the main control building. | The following property is used 100% for pollution control and is installed to meet or exceed federal or state regulations: Fifteen CEMS and eight analyzer buildings, including the analyzer cabinets, air conditioning, sample lines, electrical connections and wiring, and signal connections to the main control building. | 2020-07-30 | 2133000 | 100
23285 | T1 | FREEPORT LNG DEVELOPMENT LP | FREEPORT LNG LIQUEFACTION PLANT | Latitude = 28.926944, Longitude = -95.3175 | Brazoria County | TX | 77541 | BRAZORIA | CN601720345 | RN103196689 | Stormwater collection system within Unit 12, consisting of three catch basins; 4,100 linear feet of ditches, trenches, swales, culverts, and outfall piping; and 359,710 square feet of pavement, gravel, and asphalt. | The following property is used 100% for pollution control and is installed to meet or exceed federal or state regulations: Stormwater collection system within Unit 12, consisting of three catch basins; 4,100 linear feet of ditches, trenches, swales, culverts, and outfall piping; and 359,710 square feet of pavement, gravel, and asphalt. | 2020-07-16 | 25145442 | 100
23286 | T1 | FREEPORT LNG DEVELOPMENT LP | FREEPORT LNG LIQUEFACTION PLANT | Latitude = 28.926944, Longitude = -95.3175 | Brazoria County | TX | 77541 | BRAZORIA | CN601720345 | RN103196689 | Stormwater collection system within Unit 13, consisting of three catch basins; 4,100 linear feet of ditches, trenches, swales, culverts, and outfall piping; and 359,710 square feet of pavement, gravel, and asphalt. | The following property is used 100% for pollution control and is installed to meet or exceed federal or state regulations: Stormwater collection system within Unit 13, consisting of three catch basins; 4,100 linear feet of ditches, trenches, swales, culverts, and outfall piping; and 359,710 square feet of pavement, gravel, and asphalt. | 2020-07-16 | 25145442 | 100
23287 | T1 | FREEPORT LNG DEVELOPMENT LP | FREEPORT LNG LIQUEFACTION PLANT | Latitude = 28.926944, Longitude = -95.3175 | Brazoria County | TX | 77541 | BRAZORIA | CN601720345 | RN103196689 | The stormwater system outside of Battery Limit Unit 17, including a 304,290 square foot stormwater retention pond; thirteen catch basins; 21,535 linear feet of ditches; swales; 1,871,240 square feet of pavement, gravel, and asphalt; box culvert with head and end walls; fourteen outfalls; outfall pipes; four pumps; and two manholes. | The following property is used 100% for pollution control and is installed to meet or exceed federal or state regulations: The stormwater system outside of Battery Limit Unit 17, including a 304,290 square foot stormwater retention pond; thirteen catch basins; 21,535 linear feet of ditches; swales; 1,871,240 square feet of pavement, gravel, and asphalt; box culvert with head and end walls; fourteen outfalls; outfall pipes; four pumps; and two manholes. | 2020-07-16 | 101824206 | 100
23288 | T1 | FREEPORT LNG DEVELOPMENT LP | FREEPORT LNG LIQUEFACTION PLANT | Latitude = 28.926944, Longitude = -95.3175 | Brazoria County | TX | 77541 | BRAZORIA | CN601720345 | RN103196689 | Stormwater system at Storage and Marine Facility, including nine catch basins; 5,454 linear feet of ditches; swales; box culvert with head and end walls; outfalls; outfall piping; six detention sumps; 30 cubic yards of riprap; and 523,090 square feet of pavement and gravel. | The following property is used 100% for pollution control and is installed to meet or exceed federal or state regulations: Stormwater system at Storage and Marine Facility, including nine catch basins; 5,454 linear feet of ditches; swales; box culvert with head and end walls; outfalls; outfall piping; six detention sumps; 30 cubic yards of riprap; and 523,090 square feet of pavement and gravel. | 2020-07-16 | 6845167 | 100
23289 | T1 | FREEPORT LNG DEVELOPMENT LP | FREEPORT LNG PRETREATMENT FACILITY | Latitude = 28.9791, Longitude = -95.3069 | Brazoria County | TX | 77541 | BRAZORIA | CN601720345 | RN106481500 | Unit 61 Train 1 storm water system, including two catch basins; 2,150 linear feet of ditches, trenches, swales, culverts, and outfall piping; and 129,630 square feet of pavement, gravel, and asphalt. | The following property is used 100% for pollution control and is installed to meet or exceed federal or state regulations: Unit 61 Train 1 storm water system, including two catch basins; 2,150 linear feet of ditches, trenches, swales, culverts, and outfall piping; and 129,630 square feet of pavement, gravel, and asphalt. | 2020-07-16 | 11326066 | 100
23290 | T1 | FREEPORT LNG DEVELOPMENT LP | FREEPORT LNG PRETREATMENT FACILITY | Latitude = 28.9791, Longitude = -95.3069 | Brazoria County | TX | 77541 | BRAZORIA | CN601720345 | RN106481500 | Unit 62 Train 2 storm water system, including two catch basins; 2,150 linear feet of ditches, trenches, swales, culverts, and outfall piping; and 129,630 square feet of pavement, gravel, and asphalt. | The following property is used 100% for pollution control and is installed to meet or exceed federal or state regulations: Unit 62 Train 2 storm water system, including two catch basins; 2,150 linear feet of ditches, trenches, swales, culverts, and outfall piping; and 129,630 square feet of pavement, gravel, and asphalt. | 2020-07-16 | 22326066 | 100
23291 | T1 | FREEPORT LNG DEVELOPMENT LP | FREEPORT LNG PRETREATMENT FACILITY | Latitude = 28.9791, Longitude = -95.3069 | Brazoria County | TX | 77541 | BRAZORIA | CN601720345 | RN106481500 | Unit 63 Train 3 storm water system, including two catch basins; 2,150 linear feet of ditches, trenches, swales, culverts, and outfall piping; and 129,630 square feet of pavement, gravel, and asphalt.ugh the Outfall. The stormwater collection system within Unit 63 shown on the attached plot plan consists of the following two catch basins 2,150 linear feet of ditches, trenches, swales, culverts, and outfall piping 129,630 square feet of pavement, gravel, and asphalt that gravity flow into the detention pond per the stormwater summary and diagram attached showing sq ft of each area. | The following property is used 100% for pollution control and is installed to meet or exceed federal or state regulations: Unit 63 Train 3 storm water system, including two catch basins; 2,150 linear feet of ditches, trenches, swales, culverts, and outfall piping; and 129,630 square feet of pavement, gravel, and asphalt. | 2020-07-16 | 22326066 | 100
23292 | T1 | FREEPORT LNG DEVELOPMENT LP | FREEPORT LNG PRETREATMENT FACILITY | Latitude = 28.9791, Longitude = -95.3069 | Brazoria County | TX | 77541 | BRAZORIA | CN601720345 | RN106481500 | The stormwater system is a tool for managing the runoff from rainwater. In nature, this water flows from fields to streams to rivers and so on, but development has changed some of these natural flows. Stormwater systems are designed to mimic natural processes and come in a variety of shapes, sizes, and forms. These forms are Catch Basins, Ditches, Swales, Outfalls, Trenches, Pavement, Culverts, Retention Ponds and Detention Ponds. This overall system collects, segregates, and processes all stormwater streams minimizing pollutants that could be present in stormwater runoff which would result in damage to receiving waters. The stormwater system collects stormwater through inlets, trenches, swales, pipes, ditches, and culverts and sends it to the detention pond. Surface runoff from the following areas will outfall directly to the detention pond crushed stone areas, paved areas in the OSBL paved areas outside the curbed/diked areas, earthen areas, Ground Flare area, roads, and laydown areas. Surface runoff from these areas will flow to earthen swales or concrete lined ditches and be discharged to the PTF detention pond and then the retention pond. Concrete trenches will have grating for operational access. Corrugated polyethylene culverts will be used to divert the flow under roads to the detention pond. Stormwater discharges from process areas flow through Stormceptors with manholes before traveling through trenches and culverts to the detention pond. Stormwater in the detention pond is evaluated and then discharged to the retention pond where it will be discharged through the Outfall into South Horseshoe Lake. The six Stormceptors located at the PTF are designed to separate oily wastes and sediment from water where small discharges may be contained and pumped with a vacuum truck for proper disposal. The outfall from the retention pond is through three deluge pumps which are sized to pump down the retention pond within a 72-hour period for a 24-hour 100-year storm. Exposed soils in operational areas are covered with gravel, concrete, or asphalt. Gravel reduces the displacement of soil and slows water velocity thus, minimizing the discharge of sediment. Gravel areas throughout the facility are sloped and implemented with drainage pipes to direct runoff to the desired area. All drainage ditches are vegetated with grass or lined with gravel to stabilize the channel slopes. The outfall will contain riprap to minimize erosion. The detention pond allows for sediment to settle prior to discharge into the retention pond. The retention pond also allows for sedimentation prior to discharge from the site through the Outfall. The stormwater collection system within OSBL Common Area shown on the attached plot plan consists of the following 34 catch basins five manholes three pumps 32,640 linear feet of ditches, trenches, swales, culverts, and outfall piping 936,000 square feet of pavement, gravel, and asphalt that gravity flow into the detention pond and then onto the retention pond per the stormwater summary and diagram attached showing sq ft of each area. | The following property is used 100% for pollution control and is installed to meet or exceed federal or state regulations: Storm water collection system within OSBL Common Area, including thirty-four catch basins; five manholes; three pumps; 32,640 linear feet of ditches, trenches, swales, culverts, and outfall piping; and 936,000 square feet of pavement, gravel, and asphalt. | 2020-07-16 | 90097825 | 100
23293 | T1 | CHAMPIONX LLC | CHAMPIONX CORSICANA | 2733 E STATE HIGHWAY 31 | CORSICANA | TX | 75109 | NAVARRO | CN602898751 | RN100756287 | Emissions control system that includes a centralized scrubber system and scrubbers, a regenerative thermal oxidizer, a scrubber monitoring system, piping with structural supports, and pressure and vacuum relief vents. | The following property is used 100% for pollution control and is installed to meet or exceed federal or state regulations: Emissions control system that includes a centralized scrubber system and scrubbers, a regenerative thermal oxidizer, a scrubber monitoring system, piping with structural supports, and pressure and vacuum relief vents. | 2020-07-16 | 2999000 | 100
23294 | T1 | LONE STAR INDUSTRIES INC | MARYNEAL PLANT | 202 COUNTY ROAD 306 | MARYNEAL | TX | 79535 | NOLAN | CN600363683 | RN100220847 | Four dust collectors. | The following property is used 100% for pollution control and is installed to meet or exceed federal or state regulations: Four dust collectors. | 2020-07-02 | 554107.47 | 100
23295 | T1 | ECOLAB INC | ECOLAB GARLAND PLANT | 2305 SHERWIN ST | GARLAND | TX | 75041 | DALLAS | CN600304745 | RN100594852 | Wastewater pretreatment system, including a packed scrubber; groundwater monitoring wells; concrete secondary containments; floor drains, drain piping with cleanout ports, trenches, sumps, sump pumps, effluent sewer piping with cleanout ports, wastewater pumps and valves, and tanks, including all necessary electrical connectors and wiring, instrumentation and control panels, and structural supports; a lift station pump; a collection cart; four wastewater treatment tanks equipped with circulating pumps with all necessary electrical connectors and wiring, instrumentation and controls, piping, and structural supports; an oil-water separator; a wastewater neutralization system consisting of two storage tanks and a pH sensor; a wastewater pH analyzer; and a wastewater defoaming system consisting of a storage tank and a metering system. | The following property is used 100% for pollution control and is installed to meet or exceed federal or state regulations: Wastewater pretreatment system, including a packed scrubber; groundwater monitoring wells; concrete secondary containments; floor drains, drain piping with cleanout ports, trenches, sumps, sump pumps, effluent sewer piping with cleanout ports, wastewater pumps and valves, and tanks, including all necessary electrical connectors and wiring, instrumentation and control panels, and structural supports; a lift station pump; a collection cart; four wastewater treatment tanks equipped with circulating pumps with all necessary electrical connectors and wiring, instrumentation and controls, piping, and structural supports; an oil-water separator; a wastewater neutralization system consisting of two storage tanks and a pH sensor; a wastewater pH analyzer; and a wastewater defoaming system consisting of a storage tank and a metering system. | 2020-07-23 | 3817200 | 100
23296 | T1 | CHAMPIONX LLC | CHAMPIONX CORSICANA | 2733 E STATE HIGHWAY 31 | CORSICANA | TX | 75109 | NAVARRO | CN602898751 | RN100756287 | Wastewater neutralization tank number T-916 and pH control, including all electrical connectors and wiring, piping, and structural supports necessary to the operation of the tank and pH control. | The following property is used 100% for pollution control and is installed to meet or exceed federal or state regulations: Wastewater neutralization tank number T-916 and pH control, including all electrical connectors and wiring, piping, and structural supports necessary to the operation of the tank and pH control. | 2020-07-16 | 865000 | 100
23297 | T1 | CORPUS CHRISTI LIQUEFACTION LLC | CORPUS CHRISTI LIQUEFACTION | 622 HWY 35 | GREGORY | TX | 78359 | SAN PATRICIO | CN604136374 | RN104104716 | Spill response equipment, including a boom trailer that contains 1000 feet of 18 inch skirted boom, anchors, and a drum skimmer; and 62 spill kits that contain tamper proof seals, absorbent pads, boom, absorbent material, and drum liners. | The following property is used 100% for pollution control and is installed to meet or exceed federal or state regulations: Spill response equipment, including a boom trailer that contains 1000 feet of 18 inch skirted boom, anchors, and a drum skimmer; and 62 spill kits that contain tamper proof seals, absorbent pads, boom, absorbent material, and drum liners. | 2020-07-30 | 65000 | 100
23298 | T1 | CHENIERE CORPUS CHRISTI PIPELINE LP | CHENIERE CORPUS CHRISTI PIPELINE | 23 MILES OF 48 INCH PIPELINE IN SAN PATRICIO COUNTY | San Patricio County | TX | 78358 | SAN PATRICIO | CN604135889 | RN110933538 | Erosion control mats and bridging mats. | The following property is used 100% for pollution control and is installed to meet or exceed federal or state regulations: Erosion control mats and bridging mats. | 2020-06-19 | 2036920 | 100
23299 | T1 | THE LUBRIZOL CORPORATION | LUBRIZOL DEER PARK | 41 TIDAL RD | DEER PARK | TX | 77536 | HARRIS | CN600269617 | RN100221589 | Five drain pans. | The following property is used 100% for pollution control and is installed to meet or exceed federal or state regulations: Five drain pans. | 2020-08-27 | 78592.22 | 100
23300 | T1 | THE LUBRIZOL CORPORATION | LUBRIZOL DEER PARK | 41 TIDAL RD | DEER PARK | TX | 77536 | HARRIS | CN600269617 | RN100221589 | Waste oil tank BB-3. | The following property is used 100% for pollution control and is installed to meet or exceed federal or state regulations: Waste oil tank BB-3. | 2020-08-27 | 241090.65 | 100
23301 | T1 | THE LUBRIZOL CORPORATION | LUBRIZOL DEER PARK | 41 TIDAL RD | DEER PARK | TX | 77536 | HARRIS | CN600269617 | RN100221589 | Scrubber S-43 vent line from the 177 Unit. | The following property is used 100% for pollution control and is installed to meet or exceed federal or state regulations: Scrubber S-43 vent line from the 177 Unit. | 2020-08-27 | 67325.74 | 100
23302 | T1 | THE LUBRIZOL CORPORATION | LUBRIZOL DEER PARK | 41 TIDAL RD | DEER PARK | TX | 77536 | HARRIS | CN600269617 | RN100221589 | Trench drains in the Main Manufacturing Building Unit. | The following property is used 100% for pollution control and is installed to meet or exceed federal or state regulations: Trench drains in the Main Manufacturing Building Unit. | 2020-08-27 | 417961.23 | 100
23303 | T1 | THE LUBRIZOL CORPORATION | LUBRIZOL DEER PARK | 41 TIDAL RD | DEER PARK | TX | 77536 | HARRIS | CN600269617 | RN100221589 | Concrete pad, containment walls, drain trench, and sump in the 116 Unit tote bin storage area. | The following property is used 100% for pollution control and is installed to meet or exceed federal or state regulations: Concrete pad, containment walls, drain trench, and sump in the 116 Unit tote bin storage area. | 2020-08-27 | 78994.63 | 100
23304 | T1 | THE LUBRIZOL CORPORATION | LUBRIZOL DEER PARK | 41 TIDAL RD | DEER PARK | TX | 77536 | HARRIS | CN600269617 | RN100221589 | Wastewater sump. | The following property is used 100% for pollution control and is installed to meet or exceed federal or state regulations: Wastewater sump. | 2020-08-27 | 135707.85 | 100
23305 | T1 | THE LUBRIZOL CORPORATION | LUBRIZOL DEER PARK | 41 TIDAL RD | DEER PARK | TX | 77536 | HARRIS | CN600269617 | RN100221589 | Vent piping from offloading lines at rail car loading spots and bullet tanks to the POLY-FL-1 flare. | The following property is used 100% for pollution control and is installed to meet or exceed federal or state regulations: Vent piping from offloading lines at rail car loading spots and bullet tanks to the POLY-FL-1 flare. | 2020-08-27 | 79663.8 | 100
23306 | T1 | THE LUBRIZOL CORPORATION | LUBRIZOL DEER PARK | 41 TIDAL RD | DEER PARK | TX | 77536 | HARRIS | CN600269617 | RN100221589 | Sump and concrete secondary containment in loading spots 41 and 42 of the Poly LPBU Unit and associated trench piping. | The following property is used 100% for pollution control and is installed to meet or exceed federal or state regulations: Sump and concrete secondary containment in loading spots 41 and 42 of the Poly LPBU Unit and associated trench piping. | 2020-08-27 | 563907.09 | 100
23307 | T1 | THE LUBRIZOL CORPORATION | LUBRIZOL DEER PARK | 41 TIDAL RD | DEER PARK | TX | 77536 | HARRIS | CN600269617 | RN100221589 | Piping to route waste gas from the 116 Unit to scrubber S-10. | The following property is used 100% for pollution control and is installed to meet or exceed federal or state regulations: Piping to route waste gas from the 116 Unit to scrubber S-10. | 2020-08-27 | 27311.44 | 100
23308 | T1 | THE LUBRIZOL CORPORATION | LUBRIZOL DEER PARK | 41 TIDAL RD | DEER PARK | TX | 77536 | HARRIS | CN600269617 | RN100221589 | Concrete containment and coating around storage tank BB-3. | The following property is used 100% for pollution control and is installed to meet or exceed federal or state regulations: Concrete containment and coating around storage tank BB-3. | 2020-08-27 | 52631.12 | 100
23309 | T1 | PITTSBURGH CORNING LLC | PITTSBURGH CORNING | 810 FM 521 RD | FRESNO | TX | 77545 | FORT BEND | CN603415167 | RN102383007 | Dust collection system. | NOD response not received | 2020-08-18 | 502351 | 100
23310 | T1 | PITTSBURGH CORNING LLC | PITTSBURGH CORNING | 810 FM 521 RD | FRESNO | TX | 77545 | FORT BEND | CN603415167 | RN102383007 | Grill brick dust collection system. | NOD response not received | 2020-08-18 | 616295.68 | 100
23311 | T1 | OWENS CORNING INSULATING SYSTEMS LLC | OWENS CORNING INSULATING SYSTEMS WAXAHACHIE PLANT | 3700 N IH 35 E | WAXAHACHIE | TX | 75165 | ELLIS | CN603159088 | RN100223585 | Scrubber and dust collector. | NOD response not received | 2020-08-18 | 129198 | 100
23312 | T1 | OWENS CORNING INSULATING SYSTEMS LLC | OWENS CORNING INSULATING SYSTEMS WAXAHACHIE PLANT | 3700 N IH 35 E | WAXAHACHIE | TX | 75165 | ELLIS | CN603159088 | RN100223585 | Smoke stripper flow meter, smoke stripper overhaul, incinerator overhaul, wind cooling duct and dampers, DOB to fan inlet ducts (B-3) mixed batch din dust collector, and surge hopper dust collector. | NOD response not received | 2020-08-18 | 753256 | 100
23313 | T1 | OWENS CORNING INSULATING SYSTEMS LLC | OWENS CORNING INSULATING SYSTEMS WAXAHACHIE PLANT | 3700 N IH 35 E | WAXAHACHIE | TX | 75165 | ELLIS | CN603159088 | RN100223585 | Dust collectors. | NOD response not received | 2020-08-18 | 161817 | 100
23314 | T1 | OWENS CORNING ROOFING AND ASPHALT LLC | OWENS CORNING HOUSTON ROOFING AND MANUFACTURING FACILITY | Latitude = 29.769444, Longitude = -95.279722 | Harris County | TX | 77029 | HARRIS | CN601173016 | RN100225036 | Dust collection system. | NOD response not received | 2020-08-18 | 353696 | 100
23315 | T1 | OWENS CORNING ROOFING AND ASPHALT LLC | OWENS CORNING ROOFING AND ASPHALT IRVING FACILITY | Latitude = 32.81667, Longitude = -96.93917 | Dallas County | TX | 75061 | DALLAS | CN601173016 | RN100225291 | Dust collection system. | NOD response not received | 2020-08-18 | 1189653 | 100
23316 | T1 | TXI OPERATIONS LP | NAVASOTA READY MIX | 23862 STATE HIGHWAY 6 S | NAVASOTA | TX | 77868 | BRAZOS | CN600125157 | RN110088077 | 75,300 square feet of concrete paving of plant roads and traffic areas. | The following property is used 100% for pollution control and is installed to meet or exceed federal or state regulations: 75,300 square feet of concrete paving of plant roads and traffic areas. | 2020-09-10 | 602400 | 100
23317 | T1 | FREEPORT LNG DEVELOPMENT LP | FREEPORT LNG PRETREATMENT FACILITY | Latitude = 28.9791, Longitude = -95.3069 | Brazoria County | TX | 77541 | BRAZORIA | CN601720345 | RN106481500 | Six utility canopy shelters that consist of roofs with three-quarter partial walls along the long axis of each compressor building. | The following property is used 100% for pollution control and is installed to meet or exceed federal or state regulations: Six utility canopy shelters that consist of roofs with three-quarter partial walls along the long axis of each compressor building. | 2020-08-17 | 3028062 | 100
23318 | T1 | HEMOTEK LLC | HEMOTEK | 6901 REGENCY RD | MARSHALL | TX | 75672 | HARRISON | CN605667823 | RN110792009 | Hazardous air pollutant control system including a blower, eight hoods, power inverter, piping from production room to VF 12000 vapor vessels, VF 12000 vapor vessels, vent stack, RBAA carbon filter for mercury, RBAA 3 carbon filter for hydrochloric acid, and Jerome vapor detection system. | The following property is used 100% for pollution control and is installed to meet or exceed federal or state regulations: Hazardous air pollutant control system including a blower, eight hoods, power inverter, piping from production room to VF 12000 vapor vessels, VF 12000 vapor vessels, vent stack, RBAA carbon filter for mercury, RBAA 3 carbon filter for hydrochloric acid, and Jerome vapor detection system. | 2021-01-19 | 217373 | 100
23319 | T1 | HEMOTEK LLC | HEMOTEK | 6901 REGENCY RD | MARSHALL | TX | 75672 | HARRISON | CN605667823 | RN110792009 | Waste control system including a three stage filter system, three bin sink, 5,000-gallon tank and concrete pad, septic tank, sleeve for septic tank, double-walled piping from the three stage filter and three bin sink to the septic tank, 1,200 square foot concrete pad under shipping containers, 55-gallon poly drum, pig funnel lid, 55-gallon metal drum, pig latching 55-gallon drum lid, and Nikro mercury vacuum. | The following property is used 100% for pollution control and is installed to meet or exceed federal or state regulations: Waste control system including a three stage filter system, three bin sink, 5,000-gallon tank and concrete pad, septic tank, sleeve for septic tank, double-walled piping from the three stage filter and three bin sink to the septic tank, 1,200 square foot concrete pad under shipping containers, 55-gallon poly drum, pig funnel lid, 55-gallon metal drum, pig latching 55-gallon drum lid, and Nikro mercury vacuum. | 2021-01-19 | 74133.74 | 100
23320 | T1 | VICTORIA PORT POWER LLC | VICTORIA PORT PEAKING FACILITY | 1934 FM ROAD 1432 | VICTORIA | TX | 77905 | VICTORIA | CN605367572 | RN109784165 | Air pollution control equipment | Withdrawn by applicant | 2020-08-21 | 5000000 | 100
23321 | T3 | COTTONWOOD ENERGY COMPANY LP | COTTONWOOD ENERGY PROJECT | Latitude = 30.26, Longitude = -93.736111 | Newton County | TX | 77614 | NEWTON | CN602765687 | RN100226109 | The Cottonwood Energy Facility the Facility is a natural gas-fired, combined cycle power generating facility located in Deweyville, Newton County, Texas. Four 4 GE 7FA Combustion Turbines CTs are routed to four 4 Foster Wheeler heat recovery steam generators HRSGs, which provide steam to four 4 Alstom steam turbine-generator sets. The Facility began commercial operation in December 2003. It has a base load capacity of 1,200 MW. The Facility serves the SERC Reliability Corporation region.Cottonwood Units 1-4 HRSGs The Facility is a natural gas-fired combined-cycle power plant with four 4 gas Combustion Turbines CTs each equipped with HRSGs and dedicated ancillary systems necessary to capture heat from the CTs exhaust and convert it into electrical power. The Units 1-4 HRSGs captures the waste heat of combustion from the Unit CTs exhaust gas and utilize this waste heat to produce steam, which in turn powers dedicated steam turbine-generator sets to produce electric power at the Facility, in addition to the electric power generated by the Units 1-4 CTs alone.The Facility gains both production and pollution control benefits from the subject PC Property. First, the use of the waste heat of combustion by Units 1-4 HRSGs creates a thermal efficiency benefit for the Facility.Specifically, the use of waste heat in the Units 1-4 CT exhaust gas results in the conversion of approximately 50 of the chemical energy of the natural gas utilized at the Facility into electricity HHV basis, a gain over the use of the fuel by these CTs alone. Secondly, due to this efficiency gain, the Facility is able to generate fewer emissions particularly NOx emissions than a traditional power generation facility utilizing a single thermodynamic cycle thus, supporting the subject PC Propertys inclusion on the Expedited Review List. Please see the Cost Analysis Procedure CAP Model attached for the calculation of the percentage of the subject PC Property eligible for property tax exemption. | Withdrawn by applicant | 2020-11-12 | 93042776 | 100
23322 | T1 | BXP OPERATING LLC | AEOLUS 2D SWD | Latitude = 30.52368, Longitude = -93.831529 | Newton County | TX | 75933 | NEWTON | CN605775329 | RN111106753 | Salt water disposal well and ancillary equipment excluding the separator and five tanks. | The following property is used 100% for pollution control and is installed to meet or exceed federal or state regulations: Salt water disposal well and ancillary equipment excluding the separator and five tanks. | 2020-10-08 | 73100 | 100
23323 | T1 | BXP OPERATING LLC | VASTAR 9D SWD | Latitude = 30.54209, Longitude = -93.809355 | Newton County | TX | 75933 | NEWTON | CN605775329 | RN111106779 | Salt water disposal well and ancillary equipment excluding the four settling tanks. | The following property is used 100% for pollution control and is installed to meet or exceed federal or state regulations: Salt water disposal well and ancillary equipment excluding the four settling tanks. | 2020-10-08 | 65000 | 100
23324 | T1 | CHAMON POWER LLC | CHAMON POWER | 18511 BEAUMONT HWY | HOUSTON | TX | 77049 | HARRIS | CN605188960 | RN109001842 | Selective catalytic reduction property on two units, two oxidation catalysts, two continuous emissions monitoring system monitors, two water injection systems, and sampling ports in two stacks used to control or monitor carbon monoxide and nitrogen oxides emissions. | The following property is used 100% for pollution control and is installed to meet or exceed federal or state regulations: Selective catalytic reduction property on two units, two oxidation catalysts, two continuous emissions monitoring system monitors, two water injection systems, and sampling ports in two stacks used to control or monitor carbon monoxide and nitrogen oxides emissions. | 2021-01-26 | 4082380.5 | 100
23325 | T1 | PORT COMFORT POWER LLC | POINT COMFORT POWER | 135 DIEBEL LN | POINT COMFORT | TX | 77978 | CALHOUN | CN605189018 | RN108462102 | Selective catalytic reduction property on two units, two oxidation catalysts, two continuous emissions monitoring system monitors, two water injection systems, and sampling ports in two stacks used to control or monitor carbon monoxide and nitrogen oxides emissions. | The following property is used 100% for pollution control and is installed to meet or exceed federal or state regulations: Selective catalytic reduction property on two units, two oxidation catalysts, two continuous emissions monitoring system monitors, two water injection systems, and sampling ports in two stacks used to control or monitor carbon monoxide and nitrogen oxides emissions. | 2021-01-26 | 4077371.92 | 100
23326 | T1 | BXP OPERATING LLC | PURE RESOURCES A 3D SWD | Latitude = 30.538415, Longitude = -93.77811 | Newton County | TX | 75933 | NEWTON | CN605775329 | RN105776538 | Salt water disposal well and ancillary equipment excluding the five settling tanks. | The following property is used 100% for pollution control and is installed to meet or exceed federal or state regulations: Salt water disposal well and ancillary equipment excluding the five settling tanks. | 2020-10-08 | 61000 | 100
23327 | T1 | LAMBERTI USA INCORPORATED | LAMBERTI USA WHARTON CHEMICAL COMPLEX | Latitude = 29.433333, Longitude = -96.016666 | Wharton County | TX | 77448 | WHARTON | CN600650709 | RN101206803 | Wastewater treatment plant, consisting of one equalization tank, two 180,000 gallon aeration basins, two 32,500 gallon clarifiers, two 27,300 gallon sludge holding basins, two feeding pumps, two recirculating pumps, three transfer pumps, four air blowers, and two clarifier mixers. | The following property is used 100% for pollution control and is installed to meet or exceed federal or state regulations: Wastewater treatment plant, consisting of one equalization tank, two 180,000 gallon aeration basins, two 32,500 gallon clarifiers, two 27,300 gallon sludge holding basins, two feeding pumps, two recirculating pumps, three transfer pumps, four air blowers, and two clarifier mixers. | 2021-03-01 | 1665284 | 100
23328 | T1 | DCP SAND HILLS PIPELINE LLC | SAND HILLS PIPELINE SEGMENT IN BRAZORIA COUNTY | 6.5 MILES OF 24 INCH PIPE IN BRAZORIA COUNTY | Brazoria County | TX | 77515 | BRAZORIA | CN604514109 | RN111117420 | Sedimentation and erosion controls including slope breakers, silt fences, sedimentation barriers, staked hay or straw bales, matting and diking | The following property is used 100% for pollution control and is installed to meet or exceed federal or state regulations: Sedimentation and erosion controls including slope breakers, silt fences, sedimentation barriers, staked hay or straw bales, matting and diking. | 2020-10-23 | 2907433 | 100
23329 | T2 | DCP SAND HILLS PIPELINE LLC | SAND HILLS EXPANSION PIPELINE SEGMENT IN BRAZORIA COUNTY | 6.5 MILES OF 24 INCH PIPE SEGMENT IN BRAZORIA COUNTY | Brazoria County | TX | 77515 | BRAZORIA | CN604514109 | RN111117420 | Nondestructive pipeline testing expenditures; Radiography. | The following property is used 100% for pollution control and is installed to meet or exceed federal or state regulations: Nondestructive pipeline testing expenditures; Radiography. | 2020-10-23 | 185873 | 100
23330 | T1 | DCP SAND HILLS PIPELINE LLC | SAND HILLS EXPANSION PIPELINE SEGMENT IN BRAZORIA COUNTY | 6.5 MILES OF 24 INCH PIPE SEGMENT IN BRAZORIA COUNTY | Brazoria County | TX | 77515 | BRAZORIA | CN604514109 | RN111117420 | One intelligent pipeline inspection gauge (PIG) launcher and receiver. | The following property is used 100% for pollution control and is installed to meet or exceed federal or state regulations: One intelligent pipeline inspection gauge (PIG) launcher and receiver. | 2020-10-23 | 636994 | 100
23331 | T1 | DCP SAND HILLS PIPELINE LLC | SAND HILLS EXPANSION PIPELINE SEGMENT IN BRAZORIA COUNTY | 6.5 MILES OF 24 INCH PIPE SEGMENT IN BRAZORIA COUNTY | Brazoria County | TX | 77515 | BRAZORIA | CN604514109 | RN111117420 | Pipeline coatings and cathodic protection consisting of fusion-bonded epoxy (FBE) on the pipe surface; adhesive for top coat; and top coat consisting of polyethylene or polypropylene. | The following property is used 100% for pollution control and is installed to meet or exceed federal or state regulations: Pipeline coatings and cathodic protection consisting of fusion-bonded epoxy (FBE) on the pipe surface; adhesive for top coat; and top coat consisting of polyethylene or polypropylene. | 2020-10-23 | 325595 | 100
23332 | T1 | TC TERMINALS LLC | HOUSTON TANK TERMINAL | Latitude = 29.825, Longitude = -95.1502 | Harris County | TX | 77049 | HARRIS | CN605011642 | RN106655947 | Internal floating roofs installed on storage tanks 3 and 4. | The following property is used 100% for pollution control and is installed to meet or exceed federal or state regulations: Internal floating roofs installed on storage tanks 3 and 4. | 2020-11-02 | 4809240 | 100
23333 | T1 | MULTI-CHEM GROUP LLC | MULTI-CHEM GROUP | 11200 BAY AREA BLVD | PASADENA | TX | 77507 | HARRIS | CN601492135 | RN100660216 | Process Flare (EPN F-1), Oxides Flares (EPN F-2 and EPN F-3), stacks, burners, flare tips, blowers, wet flare knockout drum, two 2 oxide flare knockout drums, air compressor knockout drum, and a portable VOC monitor. | The following property is used 100% for pollution control and is installed to meet or exceed federal or state regulations: Process Flare (EPN F-1), Oxides Flares (EPN F-2 and EPN F-3), stacks, burners, flare tips, blowers, wet flare knockout drum, two 2 oxide flare knockout drums, air compressor knockout drum, and a portable VOC monitor. | 2020-11-18 | 1213021 | 100
23334 | T1 | UNITED STATES POSTAL SERVICE | UPS GESSNER DISTRIBUTION & WAREHOUSE FACILITY | 11802 N GESSNER RD | HOUSTON | TX | 77064 | HARRIS | CN601245400 | RN107155319 | 629,706 square feet of concrete paving for vehicular traffic areas. | **Replaced by 23358** The following property is used 100% for pollution control and is installed to meet or exceed federal or state regulations: 629,706 square feet of concrete paving for vehicular traffic areas. | 2020-11-18 | 2928892 | 100
23335 | T1 | UNITED STATES POSTAL SERVICE | UPS FORT WORTH WAREHOUSE & DISTRIBUTION FACILITY | 1300 E NORTHSIDE DR | FORT WORTH | TX | 76102 | TARRANT | CN601245400 | RN100699495 | Facility Background United Parcel Services Fort Worth Warehouse and Distribution Facility The United Parcel Services the UPSs Fort Worth Warehouse and Distribution Facility the Facility, located on 1300 E. Northside Drive, Fort Worth, Tarrant County, Texas. The Facility is used for the distribution and processing of packages for consumers nation-wide and is located within 30 minutes of the Dallas Fort Worth International Airport Pollution Control Property Description The Facility has installed a total of 191,589 square feet of concrete paving for vehicular traffic areas. The cost per square foot of this concrete paving is 4.01. The Environmental Paving protects the atmosphere from particulate matter and other visible emissions resulting from vehicular traffic at the Facility. The types of vehicles that travel on the Subject Paving are as follows Site-dedicated maintenance vehicles that do not include any of staffs personal vehicles and Trucks and Tractor Trailer Trucks entering, loading unloading and egressing the Facility. The Subject Paving does not include paving of parking areas or driveways for convenience purposes or storm water control. The Subject Paving protects the atmosphere of the State of Texas from inadvertent release of fugitive dust emissions. As previously indicated, the Facilitys Environmental Paving installed reduces the generation of fugitive dust from vehicular truck traffic and wind, preventing an otherwise much higher level of emissions that would be associated with unpaved roads and thoroughfares. A Site Plan has identifying the Subject Paving can be found in Attachment A Environmental Paving Site Plan highlighting concrete paving in YELLOW. | Withdrawn by applicant | 2020-11-14 | 690108 | 100
23336 | T1 | TC TERMINALS LLC | HOUSTON TANK TERMINAL | Latitude = 29.825, Longitude = -95.1502 | Harris County | TX | 77049 | HARRIS | CN605011642 | RN106655947 | Secondary containment consisting of berms installed around Tank 1, Tank 2, Tank 3, and Tank 4. | The following property is used 100% for pollution control and is installed to meet or exceed federal or state regulations: Secondary containment consisting of berms installed around Tank 1, Tank 2, Tank 3, and Tank 4. | 2020-12-18 | 398228 | 100
23337 | T1 | TC TERMINALS LLC | HOUSTON TANK TERMINAL | Latitude = 29.825, Longitude = -95.1502 | Harris County | TX | 77049 | HARRIS | CN605011642 | RN106655947 | Stormwater Detention Pond 1 and Stormwater Detention Pond 2. | The following property is used 100% for pollution control and is installed to meet or exceed federal or state regulations: Stormwater Detention Pond 1 and Stormwater Detention Pond 2. | 2021-03-04 | 10939476 | 100
23338 | T1 | TC TERMINALS LLC | HOUSTON TANK TERMINAL | Latitude = 29.825, Longitude = -95.1502 | Harris County | TX | 77049 | HARRIS | CN605011642 | RN106655947 | Spill and leakage prevention system consisting of protective coatings and/or paints and cathodic protection applied to the Tank 1, Tank 2, Tank 3, and Tank 4 and their appurtenances. | The following property is used 100% for pollution control and is installed to meet or exceed federal or state regulations: Spill and leakage prevention system consisting of protective coatings and/or paints and cathodic protection applied to the Tank 1, Tank 2, Tank 3, and Tank 4 and their appurtenances. | 2020-12-18 | 4928017 | 100
23339 | T1 | TC TERMINALS LLC | HOUSTON TANK TERMINAL | Latitude = 29.825, Longitude = -95.1502 | Harris County | TX | 77049 | HARRIS | CN605011642 | RN106655947 | 479,303 square feet of concrete paving for vehicular traffic areas. | The following property is used 100% for pollution control and is installed to meet or exceed federal or state regulations: 479,303 square feet of concrete paving for vehicular traffic areas. | 2020-12-18 | 2088193 | 100
23340 | T1 | CHEVRON PHILLIPS CHEMICAL COMPANY LP | CHEVRON PHILLIPS CHEMICAL CEDAR BAYOU PLANT | 9500 INTERSTATE 10 E | BAYTOWN | TX | 77521 | HARRIS | CN600303614 | RN103919817 | Upgraded drift eliminator for the PEU-1796 cooling tower. | The following property is used 100% for pollution control and is installed to meet or exceed federal or state regulations: Upgraded drift eliminator for the PEU-1796 cooling tower. | 2021-03-16 | 152000 | 100
23341 | T1 | CHEVRON PHILLIPS CHEMICAL COMPANY LP | CHEVRON PHILLIPS CHEMICAL SWEENY OLD OCEAN FACILITIES | 21441 LOOP 419 | SWEENY | TX | 77480 | BRAZORIA | CN600303614 | RN100825249 | Control upgrades to Flare 4, consisting of flare flow meter upgrades, composition analyzers, steam flow meters, and variable speed motors. | The following property is used 100% for pollution control and is installed to meet or exceed federal or state regulations: Control upgrades to Flare 4, consisting of flare flow meter upgrades, composition analyzers, steam flow meters, and variable speed motors. | 2021-03-16 | 2776280 | 100
23342 | T1 | CHEVRON PHILLIPS CHEMICAL COMPANY LP | PASADENA PLASTICS COMPLEX | 1400 JEFFERSON | PASADENA | TX | 77506 | HARRIS | CN600303614 | RN102018322 | PE8 reactor flashline heater condensate drain piping. | The following property is used 100% for pollution control and is installed to meet or exceed federal or state regulations: PE8 reactor flashline heater condensate drain piping. | 2021-01-07 | 994000 | 100
23343 | T1 | CHEVRON PHILLIPS CHEMICAL COMPANY LP | PASADENA PLASTICS COMPLEX | 1400 JEFFERSON | PASADENA | TX | 77506 | HARRIS | CN600303614 | RN102018322 | PE 7 Flare upgrade including replacement flare tip, retractable thermocouples, east blower foundation repair, replacement flare blowers, new variable frequency drive motors and drives, and new local and remote ignition systems. | The following property is used 100% for pollution control and is installed to meet or exceed federal or state regulations: PE 7 Flare upgrade including replacement flare tip, retractable thermocouples, east blower foundation repair, replacement flare blowers, new variable frequency drive motors and drives, and new local and remote ignition systems. | 2021-01-27 | 1040907 | 100
23344 | T1 | CHEVRON PHILLIPS CHEMICAL COMPANY LP | CHEVRON PHILLIPS CHEMICAL SWEENY OLD OCEAN FACILITIES | 21441 LOOP 419 | SWEENY | TX | 77480 | BRAZORIA | CN600303614 | RN100825249 | Control upgrades to Flares 8 and 9, consisting of flare flow meter upgrades, composition analyzers, steam flow meters, and variable speed motors. | The following property is used 100% for pollution control and is installed to meet or exceed federal or state regulations: Control upgrades to Flares 8 and 9, consisting of flare flow meter upgrades, composition analyzers, steam flow meters, and variable speed motors. | 2021-03-16 | 4755061 | 100
23345 | T1 | PHILLIPS 66 PIPELINE LLC | GRAY OAK PIPELINE - EDWARDS | ROCKSPRINGS | Edwards County | TX | 78880 | EDWARDS | CN600134761 | RN111134847 | Pipeline coating and cathodic protection on the Gray Oak Pipeline Segment in Edwards County. | The following property is used 100% for pollution control and is installed to meet or exceed federal or state regulations: Pipeline coating and cathodic protection on the Gray Oak Pipeline Segment in Edwards County. | 2021-02-05 | 3758011 | 100
23346 | T1 | LAREDO PETROLEUM INC | E COOK A SWD | Latitude = 31.796143, Longitude = -101.628298 | Glasscock County | TX | 79739 | GLASSCOCK | CN604527994 | RN111138517 | Saltwater disposal injection well facility consisting of two water meters, one 1,000-barrel gunbarrel tank, five 1,000-barrel water tanks, one charge pump and motor, one injection pump and motor, one injection wellhead and valves, impoundments, well casing, tubing, valves, fittings, interconnects, and piping. | The following property is used 100% for pollution control and is installed to meet or exceed federal or state regulations: Saltwater disposal injection well facility consisting of two water meters, one 1,000-barrel gunbarrel tank, five 1,000-barrel water tanks, one charge pump and motor, one injection pump and motor, one injection wellhead and valves, impoundments, well casing, tubing, valves, fittings, interconnects, and piping. | 2020-12-22 | 3979787 | 100
23347 | T1 | LAREDO PETROLEUM INC | J COX SWD | Latitude = 31.836421, Longitude = -101.434751 | Glasscock County | TX | 79739 | GLASSCOCK | CN604527994 | RN111138525 | Saltwater disposal injection well facility consisting of two water meters, one 1,000-barrel gunbarrel tank, five 1,000-barrel water tanks, one charge pump and motor, one injection pump and motor, one injection wellhead and valves, impoundments, well casing, tubing, valves, fittings, interconnects, and piping. | The following property is used 100% for pollution control and is installed to meet or exceed federal or state regulations: Saltwater disposal injection well facility consisting of two water meters, one 1,000-barrel gunbarrel tank, five 1,000-barrel water tanks, one charge pump and motor, one injection pump and motor, one injection wellhead and valves, impoundments, well casing, tubing, valves, fittings, interconnects, and piping. | 2020-12-22 | 3979787 | 100
23348 | T1 | LAREDO PETROLEUM INC | SUGG B 2501 SWD FACILITY | Latitude = 31.487753, Longitude = -101.389453 | Reagan County | TX | 76932 | REAGAN | CN604527994 | RN111138533 | Saltwater disposal injection well facility consisting of two water meters, one 1,000-barrel gunbarrel tank, five 1,000-barrel water tanks, one charge pump and motor, one injection pump and motor, one injection wellhead and valves, impoundments, well casing, tubing, valves, fittings, interconnects, and piping. | The following property is used 100% for pollution control and is installed to meet or exceed federal or state regulations: Saltwater disposal injection well facility consisting of two water meters, one 1,000-barrel gunbarrel tank, five 1,000-barrel water tanks, one charge pump and motor, one injection pump and motor, one injection wellhead and valves, impoundments, well casing, tubing, valves, fittings, interconnects, and piping. | 2020-12-22 | 115290 | 100
23349 | T1 | LAREDO PETROLEUM INC | SRH B 1101SW | Latitude = 31.434236, Longitude = -101.42076 | Reagan County | TX | 76932 | REAGAN | CN604527994 | RN111138541 | Saltwater disposal injection well facility consisting of two water meters, one 1,000-barrel gunbarrel tank, five 1,000-barrel water tanks, one charge pump and motor, one injection pump and motor, one injection wellhead and valves, impoundments, well casing, tubing, valves, fittings, interconnects, and piping. | The following property is used 100% for pollution control and is installed to meet or exceed federal or state regulations: Saltwater disposal injection well facility consisting of two water meters, one 1,000-barrel gunbarrel tank, five 1,000-barrel water tanks, one charge pump and motor, one injection pump and motor, one injection wellhead and valves, impoundments, well casing, tubing, valves, fittings, interconnects, and piping. | 2020-12-22 | 3979787 | 100
23350 | T1 | LAREDO PETROLEUM INC | SUGG A SWD 1 2 | Latitude = 31.583844, Longitude = -101.418569 | Reagan County | TX | 79739 | REAGAN | CN604527994 | RN111138558 | Saltwater disposal injection well facility consisting of two water meters, one 1,000-barrel gunbarrel tank, five 1,000-barrel water tanks, one charge pump and motor, one injection pump and motor, one injection wellhead and valves, impoundments, well casing, tubing, valves, fittings, interconnects, and piping. | The following property is used 100% for pollution control and is installed to meet or exceed federal or state regulations: Saltwater disposal injection well facility consisting of two water meters, one 1,000-barrel gunbarrel tank, five 1,000-barrel water tanks, one charge pump and motor, one injection pump and motor, one injection wellhead and valves, impoundments, well casing, tubing, valves, fittings, interconnects, and piping. | 2020-12-22 | 7959574 | 100
23351 | T1 | LAREDO MIDSTREAM SERVICES LLC | LAREDO MIDSTREAM CLOSED LOOP WATER PIPING REAGAN | INTERCONNECTING PIPING FOR SWD WELLS AND FACILITIES ACROSS REAGAN COUNTY - MAP ATTACHED | Reagan County | TX | 79720 | REAGAN | CN604714485 | RN111139135 | 73.33 miles of 3-inch to 16-inch diameter piping that connect saltwater disposal wells. | The following property is used 100% for pollution control and is installed to meet or exceed federal or state regulations: 73.33 miles of 3-inch to 16-inch diameter piping that connect saltwater disposal wells. | 2021-01-15 | 10459668 | 100
23352 | T1 | LAREDO MIDSTREAM SERVICES LLC | LAREDO MIDSTREAM CLOSED LOOP WATER PIPING | WATER DISPOSAL PIPING THAT CONNECTS WELLS AND FACILITIES ACROSS GLASSCOCK COUNTY, WITH THE NEAREST CITY BEING GARDEN CITY | Glasscock County | TX | 79739 | GLASSCOCK | CN604714485 | RN111139143 | 37.5 miles of 3-inch to 12-inch diameter piping that connect saltwater disposal wells. | The following property is used 100% for pollution control and is installed to meet or exceed federal or state regulations: 37.5 miles of 3-inch to 12-inch diameter piping that connect saltwater disposal wells. | 2021-01-15 | 5348893 | 100
23353 | T1 | LAREDO PETROLEUM INC | LAREDO PETROLEUM CLOSED LOOP WTR PIPING REAGAN | INTERCONNECTING PIPING FOR SWD WELLS & FACILITIES ACROSS REAGAN COUNTY - MAP ATTACHED | Reagan County | TX | 79720 | REAGAN | CN604527994 | RN111139150 | 111.5 miles of 3 inch to 12 inch diameter piping that connect saltwater disposal wells. | The following property is used 100% for pollution control and is installed to meet or exceed federal or state regulations: 111.5 miles of 3 inch to 12 inch diameter piping that connect saltwater disposal wells. | 2021-01-15 | 15904696 | 100
23354 | T1 | LAREDO PETROLEUM INC | LAREDO PETROLEUM CLOSED LOOP WTR PIPING GLASSCOCK | INTERCONNECTING PIPING FOR SWD WELLS & FACILITIES ACROSS GLASSCOCK COUNTY - MAP ATTACHED | Glasscock County | TX | 79739 | GLASSCOCK | CN604527994 | RN111139168 | 7.78 miles of 3-inch to 12-inch diameter piping that connect saltwater disposal wells. | The following property is used 100% for pollution control and is installed to meet or exceed federal or state regulations: 7.78 miles of 3-inch to 12-inch diameter piping that connect saltwater disposal wells. | 2021-02-25 | 1109715 | 100
23355 | T1 | UDR TEXAS PROPERTIES LP | BARTON CREEK LANDING | 2800 BARTONS BLUFF LN | AUSTIN | TX | 78746 | TRAVIS | CN601652639 | RN101279339 | Water quality retention pond, intake structure, outfall structure, and re-irrigation system. | The following property is used 100% for pollution control and is installed to meet or exceed federal or state regulations: Water quality retention pond, intake structure, outfall structure, and re-irrigation system. | 2020-12-22 | 2950000 | 100
23356 | T3 | INV NYLON CHEMICALS AMERICAS LLC | INV NYLON CHEMICALS AMERICAS VICTORIA SITE | 2695 OLD BLOOMINGTON RD N | VICTORIA | TX | 77905 | VICTORIA | CN605811850 | RN102663671 | Adiponitrile (ADN) production unit and new ADN process technology consisting of a catalyst recovery system, catalyst preparation system, and tank farm reconfiguration; and proprietary modifications of existing equipment and streams in the Step 1, Step 2, and catalyst preparation/addition areas of the ADN process. | The following property is used 38.87% for pollution control and is installed to meet or exceed federal or state regulations: Adiponitrile (ADN) production unit and new ADN process technology consisting of a catalyst recovery system, catalyst preparation system, and tank farm reconfiguration; and proprietary modifications of existing equipment and streams in the Step 1, Step 2, and catalyst preparation/addition areas of the ADN process. | 2021-02-24 | 280000000 | 38.87
23357 | T1 | LAREDO MIDSTREAM SERVICES LLC | TAYLOR 4 SWD 1 | Latitude = 31.63301, Longitude = -101.494681 | Reagan County | TX | 79739 | REAGAN | CN604714485 | RN111152690 | A salt water disposal facility, including meters, pumps, pump motors, wellhead, valves, impoundments, piping, fittings, interconnects, well casing, and tubing. | The following property is used 100% for pollution control and is installed to meet or exceed federal or state regulations: A salt water disposal facility, including meters, pumps, pump motors, wellhead, valves, impoundments, piping, fittings, interconnects, well casing, and tubing. | 2021-01-27 | 7507293 | 100
23358 | T1 | UNITED PARCEL SERVICE INC | UPS WILLOWBROOK | 11802 N GESSNER RD | HOUSTON | TX | 77064 | HARRIS | CN602297624 | RN107155319 | 629,706 square feet of concrete paving for vehicular traffic areas. | The following property is used 100% for pollution control and is installed to meet or exceed federal or state regulations: 629,706 square feet of concrete paving for vehicular traffic areas. | 2021-01-27 | 2928892 | 100
23359 | T1 | UNITED PARCEL SERVICE INC | UPS FORT WORTH | 1300 E NORTHSIDE DR | FORT WORTH | TX | 76102 | TARRANT | CN602297624 | RN100699495 | 172,231 square feet of concrete paving for vehicular traffic areas. | The following property is used 100% for pollution control and is installed to meet or exceed federal or state regulations: 172,231 square feet of concrete paving for vehicular traffic areas. | 2021-01-27 | 690108 | 100
23360 | T1 | DCO REALTY INC | DCO REALTY BROOKHAVEN VILLAGE | 3725 VITRUVIAN WAY | ADDISON | TX | 75001 | DALLAS | CN603309436 | RN105438444 | Structural stormwater controls consisting of 25 drop inlets with Flex-Storm screens, five stormwater drain manholes with Flex-Storm screens, and stormwater infrastructure connecting Flex-Storm screen units to the outfall consisting of 1,386 liner feet of piping and drains. | The following property is used 100% for pollution control and is installed to meet or exceed federal or state regulations: Structural stormwater controls consisting of 25 drop inlets with Flex-Storm screens, five stormwater drain manholes with Flex-Storm screens, and stormwater infrastructure connecting Flex-Storm screen units to the outfall consisting of 1,386 liner feet of piping and drains. | 2021-03-26 | 3750000 | 100
23361 | T1 | INGLESIDE COGENERATION LIMITED PARTNERSHIP | OXYCHEM INGLESIDE PLANT | Latitude = 27.880833, Longitude = -97.244166 | San Patricio County | TX | 78359 | SAN PATRICIO | CN601296676 | RN100211176 | OX-2021-01 Ingleside heat recovery steam generator. | The following property is used 65% for pollution control and is installed to meet or exceed federal or state regulations: OX-2021-01 Ingleside heat recovery steam generator. | 2021-01-27 | 39598000 | 65
23362 | T1 | GREGORY POWER PARTNERS LLC | GREGORY POWER FACILITY | 4633 HWY 361 | GREGORY | TX | 78359 | SAN PATRICIO | CN604378208 | RN102547957 | GP-2021-01 Foster Wheeler heat recovery steam generator. | The following property is used 65% for pollution control to meet or exceed federal or state regulations: GP-2021-01 Foster Wheeler heat recovery steam generator. | 2021-02-03 | 35100000 | 65
23363 | T1 | SURGE OPERATING LLC | DRAGON 1D SWD | Latitude = 32.54088, Longitude = -101.542462 | Borden County | TX | 79738 | BORDEN | CN605419498 | RN111166906 | Dragon 1D saltwater disposal well site, including tanks, pumps, motors, wellhead, well casing, tubing, gauges, meters, valves, and piping. | The following property is used 100% for pollution control and is installed to meet or exceed federal or state regulations: Dragon 1D saltwater disposal well site, including tanks, pumps, motors, wellhead, well casing, tubing, gauges, meters, valves, and piping. | 2021-01-13 | 4427000 | 100
23364 | T1 | MODA MIDSTREAM OPERATING LLC | MODA INGLESIDE ENERGY CENTER | 1450 LEXINGTON BLVD | INGLESIDE | TX | 78362 | SAN PATRICIO | CN605587765 | RN101225746 | Twenty-two automatic shut-off valves installed on loading arms. | The following property is used 100% for pollution control and is installed to meet or exceed federal or state regulations: Twenty-two automatic shut-off valves installed on loading arms. | 2021-03-26 | 2200000 | 100
23365 | T1 | MODA MIDSTREAM OPERATING LLC | MODA INGLESIDE ENERGY CENTER | 1450 LEXINGTON BLVD | INGLESIDE | TX | 78362 | SAN PATRICIO | CN605587765 | RN101225746 | Spill response and cleanup equipment consisting of 6,500 feet of 18-inch containment boom located on the wharf, approximately 1,500 feet of sorbent boom and bundles of pads located at Building 308 (Wharf) and boom reels. | The following property is used 100% for pollution control and is installed to meet or exceed federal or state regulations: Spill response and cleanup equipment consisting of 6,500 feet of 18-inch containment boom located on the wharf, approximately 1,500 feet of sorbent boom and bundles of pads located at Building 308 (Wharf) and boom reels. | 2021-03-22 | 213300 | 100
23366 | T1 | MODA MIDSTREAM OPERATING LLC | MODA INGLESIDE ENERGY CENTER | 1450 LEXINGTON BLVD | INGLESIDE | TX | 78362 | SAN PATRICIO | CN605587765 | RN101225746 | Overfill protection alarm systems on the following tanks Tank-121, Tank-124, Tank-125, Tank-127, Tank-128, Tank-129, Tank-130, Tank-131, Tank-132, Tank-133, Tank-134, Tank-135, Tank-101, Tank-102, Tank-103, Tank-104, Tank-105, Tank-106, Tank-107, Tank-108, Tank-109, Tank-110, Tank-111, Tank-112, Tank-113, Tank-114, Tank-115, Tank-116, Tank-117, Tank-118, Tank-119, and Tank-120. | The following property is used 100% for pollution control and is installed to meet or exceed federal or state regulations: Overfill protection alarm systems on the following tanks Tank-121, Tank-124, Tank-125, Tank-127, Tank-128, Tank-129, Tank-130, Tank-131, Tank-132, Tank-133, Tank-134, Tank-135, Tank-101, Tank-102, Tank-103, Tank-104, Tank-105, Tank-106, Tank-107, Tank-108, Tank-109, Tank-110, Tank-111, Tank-112, Tank-113, Tank-114, Tank-115, Tank-116, Tank-117, Tank-118, Tank-119, and Tank-120. | 2021-03-22 | 1050000 | 100
23367 | T1 | MODA MIDSTREAM OPERATING LLC | MODA INGLESIDE ENERGY CENTER | 1450 LEXINGTON BLVD | INGLESIDE | TX | 78362 | SAN PATRICIO | CN605587765 | RN101225746 | Secondary seals and internal floating roofs on the following tanks Tank-121, Tank-124, Tank-125, Tank-127, Tank-128, Tank-129, Tank-130, Tank-131, Tank-132, Tank-133, Tank-134, and Tank-135. | The following property is used 100% for pollution control and is installed to meet or exceed federal or state regulations: Secondary seals and internal floating roofs on the following tanks Tank-121, Tank-124, Tank-125, Tank-127, Tank-128, Tank-129, Tank-130, Tank-131, Tank-132, Tank-133, Tank-134, and Tank-135. | 2021-02-25 | 8135203 | 100
23368 | T1 | MODA MIDSTREAM OPERATING LLC | MODA INGLESIDE ENERGY CENTER | 1450 LEXINGTON BLVD | INGLESIDE | TX | 78362 | SAN PATRICIO | CN605587765 | RN101225746 | Cathodic protection and pipe coatings on the following tanks and their appurtenances Tank-121, Tank-124, Tank-125, Tank-127, Tank-128, Tank-129, Tank-130, Tank-131, Tank-132, Tank-133, Tank-134, and Tank-135. | The following property is used 100% for pollution control and is installed to meet or exceed federal or state regulations: Cathodic protection and pipe coatings on the following tanks and their appurtenances Tank-121, Tank-124, Tank-125, Tank-127, Tank-128, Tank-129, Tank-130, Tank-131, Tank-132, Tank-133, Tank-134, and Tank-135. | 2021-03-22 | 3278252 | 100
23369 | T1 | MODA MIDSTREAM OPERATING LLC | MODA INGLESIDE ENERGY CENTER | 1450 LEXINGTON BLVD | INGLESIDE | TX | 78362 | SAN PATRICIO | CN605587765 | RN101225746 | Secondary containment additions consisting of new berms, diking, drip pans, concrete slabs, and collection for tanks Tank-121, Tank-124, Tank-125, Tank-127, Tank-128, Tank-129, Tank-130, Tank-131, Tank-132, Tank-133, Tank-134, and Tank-135. | The following property is used 100% for pollution control and is installed to meet or exceed federal or state regulations: Secondary containment additions consisting of new berms, diking, drip pans, concrete slabs, and collection for tanks Tank-121, Tank-124, Tank-125, Tank-127, Tank-128, Tank-129, Tank-130, Tank-131, Tank-132, Tank-133, Tank-134, and Tank-135. | 2021-03-22 | 6186152 | 100
23370 | T1 | MODA MIDSTREAM OPERATING LLC | MODA INGLESIDE ENERGY CENTER | 1450 LEXINGTON BLVD | INGLESIDE | TX | 78362 | SAN PATRICIO | CN605587765 | RN101225746 | Three oil/water separators. | The following property is used 100% for pollution control and is installed to meet or exceed federal or state regulations: Three oil/water separators. | 2021-03-26 | 1720631 | 100
23371 | T1 | DIAMONDBACK E&P LLC | THAGARD 1D | Latitude = 31.228877, Longitude = -103.095632 | Pecos County | TX | 79730 | PECOS | CN604396721 | RN111170585 | THAGARD 1D saltwater disposal well site, consisting of one 750-barrel gun barrel tank, three 500-barrel water tanks, one centrifugal charge pump, two positive displacement triplex pumps, filters, wellhead, well casing, tubing, meters, valves, and piping. | The following property is used 100% for pollution control and is installed to meet or exceed federal or state regulations: THAGARD 1D saltwater disposal well site, consisting of one 750-barrel gun barrel tank, three 500-barrel water tanks, one centrifugal charge pump, two positive displacement triplex pumps, filters, wellhead, well casing, tubing, meters, valves, and piping. | 2021-03-24 | 5449363 | 100
23372 | T1 | DIAMONDBACK E&P LLC | UL BEEKEEPER SWD 1 | Latitude = 32.44098, Longitude = -102.291257 | Andrews County | TX | 79714 | ANDREWS | CN604396721 | RN111170593 | UL BEEKEEPER SWD 1 saltwater disposal well site, consisting of six 750-barrel water tanks, two centrifugal charge pumps, two H pumps, filters, wellhead, well casing, tubing, meters, valves, and piping. | The following property is used 100% for pollution control and is installed to meet or exceed federal or state regulations: UL BEEKEEPER SWD 1 saltwater disposal well site, consisting of six 750-barrel water tanks, two centrifugal charge pumps, two H pumps, filters, wellhead, well casing, tubing, meters, valves, and piping. | 2021-02-25 | 2600000 | 100
23373 | T1 | DIAMONDBACK E&P LLC | UL DIGGER 311 SWD | Latitude = 32.254563, Longitude = -102.442241 | Andrews County | TX | 79714 | ANDREWS | CN604396721 | RN111170601 | UL DIGGER 311 saltwater disposal well site, consisting of one 750-barrel gunbarrel tank, three 500-barrel water tanks, one ESP sump pump, two positive displacement triplex pumps, filters, wellhead, well casing, tubing, meters, valves, and piping. | The following property is used 100% for pollution control and is installed to meet or exceed federal or state regulations: UL DIGGER 311 saltwater disposal well site, consisting of one 750-barrel gunbarrel tank, three 500-barrel water tanks, one ESP sump pump, two positive displacement triplex pumps, filters, wellhead, well casing, tubing, meters, valves, and piping. | 2021-03-24 | 2600000 | 100
23374 | T1 | DIAMONDBACK E&P LLC | UNIVERSITY -20- 1D | Latitude = 31.655782, Longitude = -103.280784 | Winkler County | TX | 79777 | WINKLER | CN604396721 | RN111170619 | UNIVERSITY 20 1D saltwater disposal well site, consisting of four 500-barrel water tanks, two 1,000-barrel gunbarrel tanks, two centrifugal charge pumps, one centrifugal sump pump, two positive displacement quintuplex pumps, filters, wellhead, well casing, tubing, meters, valves, and piping. | The following property is used 100% for pollution control and is installed to meet or exceed federal or state regulations: UNIVERSITY 20 1D saltwater disposal well site, consisting of four 500-barrel water tanks, two 1,000-barrel gunbarrel tanks, two centrifugal charge pumps, one centrifugal sump pump, two positive displacement quintuplex pumps, filters, wellhead, well casing, tubing, meters, valves, and piping. | 2021-03-24 | 2600000 | 100
23375 | T1 | DIAMONDBACK E&P LLC | UNIVERSITY 20-B SWD 1 | Latitude = 31.68493, Longitude = -103.366892 | Loving County | TX | 79777 | LOVING | CN604396721 | RN111170627 | UNIVERSITY 20 B saltwater disposal well site, consisting of four 500-barrel water tanks, one 1,000-barrel gunbarrel tank, one positive displacement quintuplex pump, filters, wellhead, well casing, tubing, meters, valves, and piping. | The following property is used 100% for pollution control and is installed to meet or exceed federal or state regulations: UNIVERSITY 20 B saltwater disposal well site, consisting of four 500-barrel water tanks, one 1,000-barrel gunbarrel tank, one positive displacement quintuplex pump, filters, wellhead, well casing, tubing, meters, valves, and piping. | 2021-03-24 | 2600000 | 100
23376 | T1 | DIAMONDBACK E&P LLC | UNIVERSITY 36-20 2D | Latitude = 31.685174, Longitude = -103.2725 | Winkler County | TX | 79777 | WINKLER | CN604396721 | RN111170635 | UNIVERSITY 36-20 2D saltwater disposal well site, consisting of three 1,000-barrel water tanks, two 1,500-barrel gunbarrel tanks, two 4x6â€10G centrifugal charge pumps, two centrifugal sump pumps, two 2x3-13 centrifugal water transfer pumps, three positive displacement quintuplex pumps, filters, wellhead, well casing, tubing, meters, valves, and piping. | The following property is used 100% for pollution control and is installed to meet or exceed federal or state regulations: UNIVERSITY 36-20 2D saltwater disposal well site, consisting of three 1,000-barrel water tanks, two 1,500-barrel gunbarrel tanks, two 4x6â€10G centrifugal charge pumps, two centrifugal sump pumps, two 2x3-13 centrifugal water transfer pumps, three positive displacement quintuplex pumps, filters, wellhead, well casing, tubing, meters, valves, and piping. | 2021-03-24 | 228319 | 100
23377 | T1 | DIAMONDBACK E&P LLC | UNIVERSITY 38-20 1D SWD | Latitude = 31.657829, Longitude = -103.282453 | Winkler County | TX | 79777 | WINKLER | CN604396721 | RN111170643 | UNIVERSITY 38-20 1D saltwater disposal well site, consisting of three 1,000-barrel water tanks, one 1,500-barrel gunbarrel tank, two centrifugal charge pumps, one centrifugal sump pump, two positive displacement quintuplex pumps, one three-phase free water knockout separator, filters, wellhead, well casing, tubing, meters, valves, and piping. | The following property is used 100% for pollution control and is installed to meet or exceed federal or state regulations: UNIVERSITY 38-20 1D saltwater disposal well site, consisting of three 1,000-barrel water tanks, one 1,500-barrel gunbarrel tank, two centrifugal charge pumps, one centrifugal sump pump, two positive displacement quintuplex pumps, one three-phase free water knockout separator, filters, wellhead, well casing, tubing, meters, valves, and piping. | 2021-03-11 | 2600000 | 100
23378 | T1 | DIAMONDBACK E&P LLC | WADE RICHARDSON 16 1 SWD | Latitude = 31.232995, Longitude = -102.009909 | Upton County | TX | 79778 | UPTON | CN604396721 | RN111170650 | WADE RICHARDSON 16 1 saltwater disposal well site, consisting of four 500-barrel water tanks, two positive displacement triplex pumps, filters, wellhead, well casing, tubing, meters, valves, and piping. | The following property is used 100% for pollution control and is installed to meet or exceed federal or state regulations: WADE RICHARDSON 16 1 saltwater disposal well site, consisting of four 500-barrel water tanks, two positive displacement triplex pumps, filters, wellhead, well casing, tubing, meters, valves, and piping. | 2021-02-25 | 386867 | 100
23379 | T1 | DIAMONDBACK E&P LLC | THOMASON D 1 | Latitude = 31.723009, Longitude = -101.555104 | Glasscock County | TX | 79739 | GLASSCOCK | CN604396721 | RN111170676 | THOMASON D 1 saltwater disposal well site, consisting of one 750-barrel gunbarrel tank, two 500-barrel water tanks, one 3x2-10 centrifugal charge pump, two positive displacement triplex pumps, filters, wellhead, well casing, tubing, meters, valves, and piping. | The following property is used 100% for pollution control and is installed to meet or exceed federal or state regulations: THOMASON D 1 saltwater disposal well site, consisting of one 750-barrel gunbarrel tank, two 500-barrel water tanks, one 3x2-10 centrifugal charge pump, two positive displacement triplex pumps, filters, wellhead, well casing, tubing, meters, valves, and piping. | 2021-03-17 | 1280499 | 100
23380 | T1 | DIAMONDBACK E&P LLC | TOMLINSON JC 1 | Latitude = 31.185128, Longitude = -103.14053 | Pecos County | TX | 79730 | PECOS | CN604396721 | RN111170684 | TOMLINSON JC 1 saltwater disposal well site, consisting of one 750-barrel gunbarrel tank, three 500-barrel water tanks, one 3x2-10 centrifugal charge pump, two positive displacement triplex pumps, filters, wellhead, well casing, tubing, meters, valves, and piping. | The following property is used 100% for pollution control and is installed to meet or exceed federal or state regulations: TOMLINSON JC 1 saltwater disposal well site, consisting of one 750-barrel gunbarrel tank, three 500-barrel water tanks, one 3x2-10 centrifugal charge pump, two positive displacement triplex pumps, filters, wellhead, well casing, tubing, meters, valves, and piping. | 2021-03-17 | 2600000 | 100
23381 | T1 | DIAMONDBACK E&P LLC | UL 7-3 3 SWD | Latitude = 32.435601, Longitude = -102.214931 | Andrews County | TX | 79749 | ANDREWS | CN604396721 | RN111170692 | UL 7-3 3 saltwater disposal well site, consisting of one 750-barrel gunbarrel tank, three 500-barrel water tanks, one 3x2-10 centrifugal charge pump, two positive displacement triplex pumps, filters, wellhead, well casing, tubing, meters, valves, and piping. | The following property is used 100% for pollution control and is installed to meet or exceed federal or state regulations: UL 7-3 3 saltwater disposal well site, consisting of one 750-barrel gunbarrel tank, three 500-barrel water tanks, one 3x2-10 centrifugal charge pump, two positive displacement triplex pumps, filters, wellhead, well casing, tubing, meters, valves, and piping. | 2021-03-17 | 2600000 | 100
23382 | T1 | DIAMONDBACK E&P LLC | WRIGHT 1A SWD | Latitude = 32.487752, Longitude = -101.647899 | Howard County | TX | 79748 | HOWARD | CN604396721 | RN111170700 | WRIGHT 1A saltwater disposal well site, consisting of one 750-barrel water tank, two 500-barrel water tanks, one centrifugal pump, two J165 positive displacement triplex pumps, filters, wellhead, well casing, tubing, meters, valves, and piping. | The following property is used 100% for pollution control and is installed to meet or exceed federal or state regulations: WRIGHT 1A saltwater disposal well site, consisting of one 750-barrel water tank, two 500-barrel water tanks, one centrifugal pump, two J165 positive displacement triplex pumps, filters, wellhead, well casing, tubing, meters, valves, and piping. | 2021-02-25 | 2600000 | 100
23383 | T1 | DIAMONDBACK E&P LLC | YATER MILT 1 | Latitude = 32.100439, Longitude = -101.859622 | Martin County | TX | 79782 | MARTIN | CN604396721 | RN111170718 | YATER, MILT 1 saltwater disposal well site, consisting of two 300-barrel water tanks, one positive displacement duplex pump, filters, wellhead, well casing, tubing, meters, valves, and piping. | The following property is used 100% for pollution control and is installed to meet or exceed federal or state regulations: YATER, MILT 1 saltwater disposal well site, consisting of two 300-barrel water tanks, one positive displacement duplex pump, filters, wellhead, well casing, tubing, meters, valves, and piping. | 2021-02-25 | 2600000 | 100
23384 | T1 | DIAMONDBACK E&P LLC | ZAUK 39 1 SWD | Latitude = 31.088141, Longitude = -103.206056 | Pecos County | TX | 79735 | PECOS | CN604396721 | RN111170726 | ZAUK 39 1 saltwater disposal well site, consisting of one 1,000-barrel gunbarrel tank, three 750-barrel water tanks, two 3x4-10 centrifugal charge pumps, one 2x3-13 centrifugal charge pump, two multi-stage centrifugal injection pumps, three positive displacement triplex pumps, one gunbarrel separator, filters, wellhead, well casing, tubing, meters, valves, and piping. | The following property is used 100% for pollution control and is installed to meet or exceed federal or state regulations: ZAUK 39 1 saltwater disposal well site, consisting of one 1,000-barrel gunbarrel tank, three 750-barrel water tanks, two 3x4-10 centrifugal charge pumps, one 2x3-13 centrifugal charge pump, two multi-stage centrifugal injection pumps, three positive displacement triplex pumps, one gunbarrel separator, filters, wellhead, well casing, tubing, meters, valves, and piping. | 2021-03-16 | 2104451 | 100
23385 | T1 | COTTONWOOD ENERGY COMPANY LP | COTTONWOOD ENERGY PROJECT | 976 CR 4213 | DEWEYVILLE | TX | 77614 | ORANGE | CN602765687 | RN100226109 | CW-2021-01 Foster Wheeler heat recovery steam generator | The following property is used 65% for pollution control and is installed to meet or exceed federal or state regulations: CW-2021-01 Foster Wheeler heat recovery steam generator | 2021-01-30 | 93042776 | 65
23386 | T1 | TC TERMINALS LLC | HOUSTON TANK TERMINAL | Latitude = 29.825, Longitude = -95.1502 | Harris County | TX | 77049 | HARRIS | CN605011642 | RN106655947 | Tank overfill protection alarm systems on Tank 1, Tank 2, Tank 3, and Tank 4. | The following property is used 65% for pollution control and is installed to meet or exceed federal or state regulations: Tank overfill protection alarm systems on Tank 1, Tank 2, Tank 3, and Tank 4. | 2021-03-22 | 120000 | 100
23387 | T1 | DIAMONDBACK E&P LLC | TENNISON 46 2WD | Latitude = 32.367913, Longitude = -101.724712 | Martin County | TX | 79748 | MARTIN | CN604396721 | RN111171237 | TENNISON 46 2WD saltwater disposal well site, consisting of two 1,500-barrel gunbarrel tanks, three 1,000-barrel water tanks, two 6x4-10G centrifugal charge pumps, one centrifugal sump pump, three positive displacement quintuplex pumps, filters, wellhead, well casing, tubing, meters, valves, and piping. | The following property is used 100% for pollution control and is installed to meet or exceed federal or state regulations: TENNISON 46 2WD saltwater disposal well site, consisting of two 1,500-barrel gunbarrel tanks, three 1,000-barrel water tanks, two 6x4-10G centrifugal charge pumps, one centrifugal sump pump, three positive displacement quintuplex pumps, filters, wellhead, well casing, tubing, meters, valves, and piping. | 2021-03-17 | 2600000 | 100
23388 | T1 | DIAMONDBACK E&P LLC | TENNISON -46- 1WD | Latitude = 32.36719, Longitude = -101.724876 | Martin County | TX | 79782 | MARTIN | CN604396721 | RN111171245 | TENNISON 46 1WD saltwater disposal well site, consisting of one 750-barrel gunbarrel tank, three 500-barrel water tanks, one centrifugal charge pump, one centrifugal injection pump, one 3x1.5-13 centrifugal water transfer pump, one circulation gear pump, one positive displacement triplex pump, one three-phase free water knockout separator, filters, wellhead, well casing, tubing, meters, valves, and piping. | The following property is used 100% for pollution control and is installed to meet or exceed federal or state regulations: TENNISON 46 1WD saltwater disposal well site, consisting of one 750-barrel gunbarrel tank, three 500-barrel water tanks, one centrifugal charge pump, one centrifugal injection pump, one 3x1.5-13 centrifugal water transfer pump, one circulation gear pump, one positive displacement triplex pump, one three-phase free water knockout separator, filters, wellhead, well casing, tubing, meters, valves, and piping. | 2021-03-16 | 261489 | 100
23389 | T1 | DIAMONDBACK E&P LLC | STATE -C- 19-20 1D | Latitude = 31.593029, Longitude = -103.547357 | Reeves County | TX | 79772 | REEVES | CN604396721 | RN111171252 | STATE C 19 20 1D saltwater disposal well site, consisting of three 1,000-barrel water tanks, one 1,500-barrel gunbarrel tank, one 4x6-13 centrifugal charge pump, two positive displacement quadraplex pumps, filters, wellhead, well casing, tubing, meters, valves, and piping. | The following property is used 100% for pollution control and is installed to meet or exceed federal or state regulations: STATE C 19 20 1D saltwater disposal well site, consisting of three 1,000-barrel water tanks, one 1,500-barrel gunbarrel tank, one 4x6-13 centrifugal charge pump, two positive displacement quadraplex pumps, filters, wellhead, well casing, tubing, meters, valves, and piping. | 2021-03-17 | 2600000 | 100
23390 | T1 | DIAMONDBACK E&P LLC | STATE 54-8 1D | Latitude = 31.60875, Longitude = -103.649321 | Reeves County | TX | 79772 | REEVES | CN604396721 | RN111171260 | STATE 54 8 1D saltwater disposal well site, consisting of one 1,000-barrel gunbarrel tank, five 500-barrel water tanks, two positive displacement quintuplex pumps, filters, wellhead, well casing, tubing, meters, valves, and piping. | The following property is used 100% for pollution control and is installed to meet or exceed federal or state regulations: STATE 54 8 1D saltwater disposal well site, consisting of one 1,000-barrel gunbarrel tank, five 500-barrel water tanks, two positive displacement quintuplex pumps, filters, wellhead, well casing, tubing, meters, valves, and piping. | 2021-03-17 | 2600000 | 100
23391 | T1 | DIAMONDBACK E&P LLC | STASEY 1D | Latitude = 32.407195, Longitude = -101.590072 | Howard County | TX | 79748 | HOWARD | CN604396721 | RN111171278 | STASEY 1D saltwater disposal well site, consisting of one 750-barrel gunbarrel tank, three 500-barrel water tanks, one 3x2-10 centrifugal charge pump, two positive displacement triplex pumps, filters, wellhead, well casing, tubing, meters, valves, and piping. | The following property is used 100% for pollution control and is installed to meet or exceed federal or state regulations: STASEY 1D saltwater disposal well site, consisting of one 750-barrel gunbarrel tank, three 500-barrel water tanks, one 3x2-10 centrifugal charge pump, two positive displacement triplex pumps, filters, wellhead, well casing, tubing, meters, valves, and piping. | 2021-03-17 | 2600000 | 100
23392 | T1 | DIAMONDBACK E&P LLC | SAN SABA -A- 1WD | Latitude = 31.67914, Longitude = -101.415737 | Glasscock County | TX | 79739 | GLASSCOCK | CN604396721 | RN111171286 | SAN SABA A 1WD saltwater disposal well site, consisting of three 500-barrel water tanks, one 750-barrel gunbarrel tank, one pneumatic sump pump, one positive displacement triplex pump, filters, wellhead, well casing, tubing, meters, valves, and piping. | The following property is used 100% for pollution control and is installed to meet or exceed federal or state regulations: SAN SABA A 1WD saltwater disposal well site, consisting of three 500-barrel water tanks, one 750-barrel gunbarrel tank, one pneumatic sump pump, one positive displacement triplex pump, filters, wellhead, well casing, tubing, meters, valves, and piping. | 2021-03-17 | 2600000 | 100
23393 | T1 | DIAMONDBACK E&P LLC | SALTY DOG 1 SWD | Latitude = 31.188287, Longitude = -103.116786 | Pecos County | TX | 79735 | PECOS | CN604396721 | RN111171294 | SALTY DOG 1 saltwater disposal well site, consisting of one 1,000-barrel gunbarrel tank, four 750-barrel water tanks, two 3x4-13 centrifugal charge pumps, one 1x1.5-8 centrifugal circulation pump, three positive displacement quintuplex pumps, filters, wellhead, well casing, tubing, meters, valves, and piping. | The following property is used 100% for pollution control and is installed to meet or exceed federal or state regulations: SALTY DOG 1 saltwater disposal well site, consisting of one 1,000-barrel gunbarrel tank, four 750-barrel water tanks, two 3x4-13 centrifugal charge pumps, one 1x1.5-8 centrifugal circulation pump, three positive displacement quintuplex pumps, filters, wellhead, well casing, tubing, meters, valves, and piping. | 2021-02-04 | 123213 | 100
23394 | T1 | DIAMONDBACK E&P LLC | SALTY BRIGHAM 10 1 SWD | Latitude = 31.170627, Longitude = -103.204266 | Reeves County | TX | 79772 | REEVES | CN604396721 | RN111171302 | SALTY BRIGHAM 10 1 saltwater disposal well site, consisting of one 1,000-barrel gunbarrel tank, three 750-barrel water tanks, one 3x4-13 centrifugal charge pump, one centrifugal circulation pump, three positive displacement quintuplex pumps, filters, wellhead, well casing, tubing, meters, valves, and piping. | The following property is used 100% for pollution control and is installed to meet or exceed federal or state regulations: SALTY BRIGHAM 10 1 saltwater disposal well site, consisting of one 1,000-barrel gunbarrel tank, three 750-barrel water tanks, one 3x4-13 centrifugal charge pump, one centrifugal circulation pump, three positive displacement quintuplex pumps, filters, wellhead, well casing, tubing, meters, valves, and piping. | 2021-03-17 | 2012543 | 100
23395 | T1 | DIAMONDBACK E&P LLC | SALISBURY -71- 1D | Latitude = 31.655402, Longitude = -103.540579 | Loving County | TX | 79754 | LOVING | CN604396721 | RN111171310 | SALISBURY 71 1D saltwater disposal well site, consisting of four 500-barrel water tanks, one 1,000-barrel gunbarrel tank, one pneumatic circulating pump, one positive displacement quintuplex pump, one positive displacement triplex pump, filters, wellhead, well casing, tubing, meters, valves, and piping. | The following property is used 100% for pollution control and is installed to meet or exceed federal or state regulations: SALISBURY 71 1D saltwater disposal well site, consisting of four 500-barrel water tanks, one 1,000-barrel gunbarrel tank, one pneumatic circulating pump, one positive displacement quintuplex pump, one positive displacement triplex pump, filters, wellhead, well casing, tubing, meters, valves, and piping. | 2021-03-17 | 2600000 | 100
23396 | T1 | DIAMONDBACK E&P LLC | ROBINSON 6 1D | Latitude = 32.44458, Longitude = -101.644767 | Howard County | TX | 79748 | HOWARD | CN604396721 | RN111171336 | ROBINSON 6 1D saltwater disposal well site, consisting of three 1,000-barrel water tanks, two 1,500-barrel gunbarrel tanks, two 4x6x10G centrifugal charge pumps, one centrifugal sump pump, three positive displacement quintuplex pumps, filters, wellhead, well casing, tubing, meters, valves, and piping. | The following property is used 100% for pollution control and is installed to meet or exceed federal or state regulations: ROBINSON 6 1D saltwater disposal well site, consisting of three 1,000-barrel water tanks, two 1,500-barrel gunbarrel tanks, two 4x6x10G centrifugal charge pumps, one centrifugal sump pump, three positive displacement quintuplex pumps, filters, wellhead, well casing, tubing, meters, valves, and piping. | 2021-03-17 | 2600000 | 100
23397 | T1 | DIAMONDBACK E&P LLC | RED RIVER 1D | Latitude = 31.639364, Longitude = -101.354054 | Reagan County | TX | 79739 | REAGAN | CN604396721 | RN111171344 | RED RIVER 1D saltwater disposal well site, consisting of one 750-barrel gunbarrel tank, two 500-barrel water tanks, one positive displacement triplex pump, filters, wellhead, well casing, tubing, meters, valves, and piping. | The following property is used 100% for pollution control and is installed to meet or exceed federal or state regulations: RED RIVER 1D saltwater disposal well site, consisting of one 750-barrel gunbarrel tank, two 500-barrel water tanks, one positive displacement triplex pump, filters, wellhead, well casing, tubing, meters, valves, and piping. | 2021-03-17 | 2600000 | 100
23398 | T1 | DIAMONDBACK E&P LLC | RED BULL 1-72 1D | Latitude = 31.699472, Longitude = -103.560063 | Loving County | TX | 79754 | LOVING | CN604396721 | RN111171351 | RED BULL 1 72 1D saltwater disposal well site, consisting of four 500-barrel water tanks, one 1,000-barrel gunbarrel tank, one positive displacement quintuplex pump, filters, wellhead, well casing, tubing, meters, valves, and piping. | The following property is used 100% for pollution control and is installed to meet or exceed federal or state regulations: RED BULL 1 72 1D saltwater disposal well site, consisting of four 500-barrel water tanks, one 1,000-barrel gunbarrel tank, one positive displacement quintuplex pump, filters, wellhead, well casing, tubing, meters, valves, and piping. | 2021-03-17 | 2600000 | 100
23399 | T1 | DIAMONDBACK E&P LLC | QUEEN BEE SWD 1 | Latitude = 32.438965, Longitude = -102.243612 | Andrews County | TX | 79714 | ANDREWS | CN604396721 | RN111171369 | QUEEN BEE SWD 1 saltwater disposal well site, consisting of one 1,000-barrel gunbarrel tank, three 750-barrel water tanks, two 3x4-10 centrifugal charge pumps, two multi-stage centrifugal injection pumps, filters, wellhead, well casing, tubing, meters, valves, and piping. | The following property is used 100% for pollution control and is installed to meet or exceed federal or state regulations: QUEEN BEE SWD 1 saltwater disposal well site, consisting of one 1,000-barrel gunbarrel tank, three 750-barrel water tanks, two 3x4-10 centrifugal charge pumps, two multi-stage centrifugal injection pumps, filters, wellhead, well casing, tubing, meters, valves, and piping. | 2021-03-17 | 10234770 | 100
23400 | T1 | DIAMONDBACK E&P LLC | PIRANHA -56- 1D | Latitude = 31.655575, Longitude = -103.552981 | Loving County | TX | 79754 | LOVING | CN604396721 | RN111171377 | PIRANHA 56 1D saltwater disposal well site, consisting of four 500-barrel water tanks, one 1,000-barrel gunbarrel tank, one positive displacement quintuplex pump, one positive displacement triplex pump, filters, wellhead, well casing, tubing, meters, valves, and piping. | The following property is used 100% for pollution control and is installed to meet or exceed federal or state regulations: PIRANHA 56 1D saltwater disposal well site, consisting of four 500-barrel water tanks, one 1,000-barrel gunbarrel tank, one positive displacement quintuplex pump, one positive displacement triplex pump, filters, wellhead, well casing, tubing, meters, valves, and piping. | 2021-03-17 | 2600000 | 100
23401 | T1 | DIAMONDBACK E&P LLC | PECOS -42C- 1D | Latitude = 31.7264, Longitude = -101.5367 | Glasscock County | TX | 79739 | GLASSCOCK | CN604396721 | RN111171385 | PECOS 42C 1D saltwater disposal well site, consisting of three 1,000-barrel water tanks, one 1,500-barrel gunbarrel tank, two 3x2-11 centrifugal charge pumps, one pneumatic sump pump, four positive displacement quintuplex pumps, filters, wellhead, well casing, tubing, meters, valves, and piping. | The following property is used 100% for pollution control and is installed to meet or exceed federal or state regulations: PECOS 42C 1D saltwater disposal well site, consisting of three 1,000-barrel water tanks, one 1,500-barrel gunbarrel tank, two 3x2-11 centrifugal charge pumps, one pneumatic sump pump, four positive displacement quintuplex pumps, filters, wellhead, well casing, tubing, meters, valves, and piping. | 2021-03-23 | 2600000 | 100
23402 | T1 | DIAMONDBACK E&P LLC | PAN AM 1 | Latitude = 31.644471, Longitude = -101.74407 | Reagan County | TX | 79755 | REAGAN | CN604396721 | RN111171393 | The property is a salt water disposal facility, used solely for non-commercial purposes. Its purpose is to dispose of salt water that is produced in the drilling and extraction of oil and gas in an environmentally appropriate manner. The facility is specifically designed to protect both groundwater and underground water sources. The salt water is injected into this facility and delivered to an underground zone that is determined to be appropriate by the Texas Railroad Commission. The facility is the final process after the salt water is separated from oil and gas. The SWD Facility includes Equipment listing for surface facility included in Exhibit C Tanks, pumps, filters, wellhead, well casing to protect zones not intended for disposal, tubing to control the flow inside the casing, meters to measure the amount of water disposed, valves to control the flow, and piping to control the water flow and to protect from the saltwater escaping. Exhibit A is a flow diagram of the SWD well facilities. The function of each major item of equipment is further described below. The Saltwater arrives at the well by piping. The piping bring the saltwater from the well sites. Exhibit B shows a diagram of the entire network of piping and SWD wells built. The water is then pumped into the tanks. Separate pumps, which are part of the facility, move the water from the tanks down to the wellbore. The meters on site measure the volume and pressure of the water that is being disposed. This water is pushed into one of the tanks, which acts as a settling vessel. Any skim of oil present is transferred into the oil storage tanks. The Skim Oil Tanks and their costs have been excepted from this application. They are merely identified as part of the total process. The water is transferred out to either set of two water storage tanks. Pumps are used to move the water through the process and then injected into the wellhead. The entire process is designed to protect the land and freshwater zones underground from the saltwater being disposed. Included with this application are the disposal wells which are solely connected to this facility and is presented on the attachment. Exhibit B | NOD response not received | 2021-06-07 | 2600000 | 100
23403 | T1 | DIAMONDBACK E&P LLC | OLDHAM IDA MAE -E- 5D | Latitude = 32.036588, Longitude = -101.8897 | Midland County | TX | 79701 | MIDLAND | CN604396721 | RN111171401 | OLDHAM IDA MAE E 5D saltwater disposal well site, consisting of one 750-barrel gunbarrel tank, three 500-barrel water tanks, one 3x2-10 centrifugal charge pump, two positive displacement triplex pumps, filters, wellhead, well casing, tubing, meters, valves, and piping. | The following property is used 100% for pollution control and is installed to meet or exceed federal or state regulations: OLDHAM IDA MAE E 5D saltwater disposal well site, consisting of one 750-barrel gunbarrel tank, three 500-barrel water tanks, one 3x2-10 centrifugal charge pump, two positive displacement triplex pumps, filters, wellhead, well casing, tubing, meters, valves, and piping. | 2021-03-24 | 1881917 | 100
23404 | T1 | DIAMONDBACK E&P LLC | OLDHAM IDA MAE -D- 3WD | Latitude = 32.050879, Longitude = -101.869503 | Midland County | TX | 79701 | MIDLAND | CN604396721 | RN111171427 | OLDHAM IDA MAE D 3WD saltwater disposal well site, consisting of one 750-barrel gunbarrel tank, one 300-barrel water tank, one 2x1-10 centrifugal water transfer pump, one pneumatic sump pump, one positive displacement triplex pump, filters, wellhead, well casing, tubing, meters, valves, and piping. | The following property is used 100% for pollution control and is installed to meet or exceed federal or state regulations: OLDHAM IDA MAE D 3WD saltwater disposal well site, consisting of one 750-barrel gunbarrel tank, one 300-barrel water tank, one 2x1-10 centrifugal water transfer pump, one pneumatic sump pump, one positive displacement triplex pump, filters, wellhead, well casing, tubing, meters, valves, and piping. | 2021-03-24 | 2600000 | 100
23405 | T1 | DIAMONDBACK E&P LLC | NORET-JONES 1D | Latitude = 32.427951, Longitude = -101.606481 | Howard County | TX | 79748 | HOWARD | CN604396721 | RN111171435 | NORET JONES 1D saltwater disposal well site, consisting of one 750-barrel gunbarrel tank, three 500-barrel water tanks, one 3x2-10 centrifugal charge pump, two positive displacement triplex pumps, filters, wellhead, well casing, tubing, meters, valves, and piping. | The following property is used 100% for pollution control and is installed to meet or exceed federal or state regulations: NORET JONES 1D saltwater disposal well site, consisting of one 750-barrel gunbarrel tank, three 500-barrel water tanks, one 3x2-10 centrifugal charge pump, two positive displacement triplex pumps, filters, wellhead, well casing, tubing, meters, valves, and piping. | 2021-03-24 | 2600000 | 100
23406 | T1 | DIAMONDBACK E&P LLC | NEAL 1WD | Latitude = 31.697503, Longitude = -101.438727 | Glasscock County | TX | 79739 | GLASSCOCK | CN604396721 | RN111171443 | NEAL 1WD saltwater disposal well site, consisting of one 750-barrel gunbarrel tank, three 500-barrel water tanks, one positive displacement triplex pump, filters, wellhead, well casing, tubing, meters, valves, and piping. | The following property is used 100% for pollution control and is installed to meet or exceed federal or state regulations: NEAL 1WD saltwater disposal well site, consisting of one 750-barrel gunbarrel tank, three 500-barrel water tanks, one positive displacement triplex pump, filters, wellhead, well casing, tubing, meters, valves, and piping. | 2021-03-16 | 2600000 | 100
23407 | T1 | DIAMONDBACK E&P LLC | MYERS 3 SWD | Latitude = 32.430083, Longitude = -101.625728 | Howard County | TX | 79720 | HOWARD | CN604396721 | RN111171450 | The property is a salt water disposal facility, used solely for non-commercial purposes. Its purpose is to dispose of salt water that is produced in the drilling and extraction of oil and gas in an environmentally appropriate manner. The facility is specifically designed to protect both groundwater and underground water sources. The salt water is injected into this facility and delivered to an underground zone that is determined to be appropriate by the Texas Railroad Commission. The facility is the final process after the salt water is separated from oil and gas. The SWD Facility includes Equipment listing for surface facility included in Exhibit C Tanks, pumps, filters, wellhead, well casing to protect zones not intended for disposal, tubing to control the flow inside the casing, meters to measure the amount of water disposed, valves to control the flow, and piping to control the water flow and to protect from the saltwater escaping. Exhibit A is a flow diagram of the SWD well facilities. The function of each major item of equipment is further described below. The Saltwater arrives at the well by piping. The piping bring the saltwater from the well sites. Exhibit B shows a diagram of the entire network of piping and SWD wells built. The water is then pumped into the tanks. Separate pumps, which are part of the facility, move the water from the tanks down to the wellbore. The meters on site measure the volume and pressure of the water that is being disposed. This water is pushed into one of the tanks, which acts as a settling vessel. Any skim of oil present is transferred into the oil storage tanks. The Skim Oil Tanks and their costs have been excepted from this application. They are merely identified as part of the total process. The water is transferred out to either set of two water storage tanks. Pumps are used to move the water through the process and then injected into the wellhead. The entire process is designed to protect the land and freshwater zones underground from the saltwater being disposed. Included with this application are the disposal wells which are solely connected to this facility and is presented on the attachment. Exhibit B | NOD response not received | 2021-06-17 | 2600000 | 100
23408 | T1 | DIAMONDBACK E&P LLC | MCADAMS GARNER 2 | Latitude = 32.128914, Longitude = -101.869069 | Martin County | TX | 79782 | MARTIN | CN604396721 | RN111171468 | MCADAMS GARNER 2 saltwater disposal well site, consisting of one 750-barrel gunbarrel tank, three 500-barrel water tanks, one 3x2-10 centrifugal charge pump, two positive displacement triplex pumps, filters, wellhead, well casing, tubing, meters, valves, and piping. | The following property is used 100% for pollution control and is installed to meet or exceed federal or state regulations: MCADAMS GARNER 2 saltwater disposal well site, consisting of one 750-barrel gunbarrel tank, three 500-barrel water tanks, one 3x2-10 centrifugal charge pump, two positive displacement triplex pumps, filters, wellhead, well casing, tubing, meters, valves, and piping. | 2021-03-24 | 2600000 | 100
23409 | T1 | DIAMONDBACK E&P LLC | MAK SPRABERRY UNIT 4402 | Latitude = 32.453484, Longitude = -102.204372 | Martin County | TX | 79783 | MARTIN | CN604396721 | RN111171476 | MAK SPRABERRY UNIT 4402 saltwater disposal well site, consisting of two 1,000-barrel gunbarrel tanks, one ESP sump pump, one positive displacement triplex pump, filters, wellhead, well casing, tubing, meters, valves, and piping. | The following property is used 100% for pollution control and is installed to meet or exceed federal or state regulations: MAK SPRABERRY UNIT 4402 saltwater disposal well site, consisting of two 1,000-barrel gunbarrel tanks, one ESP sump pump, one positive displacement triplex pump, filters, wellhead, well casing, tubing, meters, valves, and piping. | 2021-03-25 | 2600000 | 100
23410 | T1 | DIAMONDBACK E&P LLC | LLANO 8A 1WD | Latitude = 31.72483, Longitude = -101.515842 | Glasscock County | TX | 79739 | GLASSCOCK | CN604396721 | RN111171484 | LLANO 8A 1WD saltwater disposal well site, consisting of one 1,000-barrel gunbarrel tank, four 500-barrel water tanks, two centrifugal injection pumps, one pneumatic sump pump, filters, wellhead, well casing, tubing, meters, valves, and piping. | The following property is used 100% for pollution control and is installed to meet or exceed federal or state regulations: LLANO 8A 1WD saltwater disposal well site, consisting of one 1,000-barrel gunbarrel tank, four 500-barrel water tanks, two centrifugal injection pumps, one pneumatic sump pump, filters, wellhead, well casing, tubing, meters, valves, and piping. | 2021-03-25 | 111559 | 100
23411 | T1 | DIAMONDBACK E&P LLC | LEWIS KATHLEEN 7D | Latitude = 32.109988, Longitude = -101.91704 | Martin County | TX | 79782 | MARTIN | CN604396721 | RN111171492 | LEWIS KATHLEEN 7D saltwater disposal well site, consisting of one 750-barrel gunbarrel tank, three 500-barrel water tanks, one 1x1 centrifugal sump pump, one positive displacement triplex pump, filters, wellhead, well casing, tubing, meters, valves, and piping. | The following property is used 100% for pollution control and is installed to meet or exceed federal or state regulations: LEWIS KATHLEEN 7D saltwater disposal well site, consisting of one 750-barrel gunbarrel tank, three 500-barrel water tanks, one 1x1 centrifugal sump pump, one positive displacement triplex pump, filters, wellhead, well casing, tubing, meters, valves, and piping. | 2021-03-25 | 120547 | 100
23412 | T1 | DIAMONDBACK E&P LLC | JONES-HOLTON 3D | Latitude = 32.345519, Longitude = -102.014184 | Martin County | TX | 79783 | MARTIN | CN604396721 | RN111171500 | JONES HOLTON 3D saltwater disposal well site, consisting of two 750-barrel gunbarrel tanks, six 500-barrel water tanks, one 1,000-barrel water tank, one 4x3-8A centrifugal charge pump, three positive displacement quintuplex pumps, filters, wellhead, well casing, tubing, meters, valves, and piping. | The following property is used 100% for pollution control and is installed to meet or exceed federal or state regulations: JONES HOLTON 3D saltwater disposal well site, consisting of two 750-barrel gunbarrel tanks, six 500-barrel water tanks, one 1,000-barrel water tank, one 4x3-8A centrifugal charge pump, three positive displacement quintuplex pumps, filters, wellhead, well casing, tubing, meters, valves, and piping. | 2021-03-25 | 2600000 | 100
23413 | T1 | DIAMONDBACK E&P LLC | JONES-HOLTON 2WD | Latitude = 32.390874, Longitude = -102.023858 | Martin County | TX | 79782 | MARTIN | CN604396721 | RN111171518 | JONES HOLTON 2WD saltwater disposal well site, consisting of one 500-barrel water tank, one 3x2-8 centrifugal charge pump, one positive displacement quintuplex pump, filters, wellhead, well casing, tubing, meters, valves, and piping. | The following property is used 100% for pollution control to meet or exceed federal or state regulations: JONES HOLTON 2WD saltwater disposal well site, consisting of one 500-barrel water tank, one 3x2-8 centrifugal charge pump, one positive displacement quintuplex pump, filters, wellhead, well casing, tubing, meters, valves, and piping. | 2021-03-11 | 2600000 | 100
23414 | T1 | DIAMONDBACK E&P LLC | JONES-HOLTON 25D | Latitude = 32.361913, Longitude = -102.013226 | Martin County | TX | 79782 | MARTIN | CN604396721 | RN111171526 | JONES HOLTON 25D saltwater disposal well site, consisting of one 750-barrel gunbarrel tank, three 500-barrel water tanks, one 3x2-10 centrifugal charge pump, two positive displacement triplex pumps, filters, wellhead, well casing, tubing, meters, valves, and piping. | The following property is used 100% for pollution control and is installed to meet or exceed federal or state regulations: JONES HOLTON 25D saltwater disposal well site, consisting of one 750-barrel gunbarrel tank, three 500-barrel water tanks, one 3x2-10 centrifugal charge pump, two positive displacement triplex pumps, filters, wellhead, well casing, tubing, meters, valves, and piping. | 2021-03-25 | 2600000 | 100
23415 | T1 | DIAMONDBACK E&P LLC | JONES-HOLTON 1WD | Latitude = 32.365747, Longitude = -102.018754 | Martin County | TX | 79782 | MARTIN | CN604396721 | RN111171534 | JONES HOLTON 1WD saltwater disposal well site, consisting of three 1,500-barrel gunbarrel tanks, one 4x3-8 centrifugal charge pump, one ESP sump pump, one positive displacement quintuplex pump, filters, wellhead, well casing, tubing, meters, valves, and piping. | The following property is used 100% for pollution control and is installed to meet or exceed federal or state regulations: JONES HOLTON 1WD saltwater disposal well site, consisting of three 1,500-barrel gunbarrel tanks, one 4x3-8 centrifugal charge pump, one ESP sump pump, one positive displacement quintuplex pump, filters, wellhead, well casing, tubing, meters, valves, and piping. | 2021-03-25 | 785262 | 100
23416 | T1 | DIAMONDBACK E&P LLC | JDTX 31 1 | Latitude = 31.683298, Longitude = -102.480681 | Ector County | TX | 79760 | ECTOR | CN604396721 | RN111171542 | JDTX 31 1 saltwater disposal well site, consisting of one 750-barrel gunbarrel tank, three 500-barrel water tanks, one 3x2-10 centrifugal charge pump, two positive displacement triplex pumps, filters, wellhead, well casing, tubing, meters, valves, and piping. | The following property is used 100% for pollution control and is installed to meet or exceed federal or state regulations: JDTX 31 1 saltwater disposal well site, consisting of one 750-barrel gunbarrel tank, three 500-barrel water tanks, one 3x2-10 centrifugal charge pump, two positive displacement triplex pumps, filters, wellhead, well casing, tubing, meters, valves, and piping. | 2021-03-25 | 2600000 | 100
23417 | T1 | DIAMONDBACK E&P LLC | IRON MAN 1D | Latitude = 31.137373, Longitude = -103.093262 | Pecos County | TX | 79730 | PECOS | CN604396721 | RN111171559 | IRON MAN 1D saltwater disposal well site, consisting of three 1,000-barrel water tanks, two 1,500-barrel gunbarrel tanks, two 1x2-10 centrifugal charge pumps, three positive displacement quintuplex pumps, filters, wellhead, well casing, tubing, meters, valves, and piping. | The following property is used 100% for pollution control and is installed to meet or exceed federal or state regulations: IRON MAN 1D saltwater disposal well site, consisting of three 1,000-barrel water tanks, two 1,500-barrel gunbarrel tanks, two 1x2-10 centrifugal charge pumps, three positive displacement quintuplex pumps, filters, wellhead, well casing, tubing, meters, valves, and piping. | 2021-03-25 | 4701999 | 100
23418 | T1 | DIAMONDBACK E&P LLC | HUTEX S W D SYSTEM G 12 SWD | Latitude = 32.400236, Longitude = -102.288038 | Andrews County | TX | 79714 | ANDREWS | CN604396721 | RN111171567 | HUTEX S W D SYSTEM G 12 saltwater disposal well site, consisting of one 1,000-barrel gunbarrel tank, four 750-barrel water tanks, two 3x4-10 centrifugal charge pumps, two multi-stage centrifugal injection pumps, filters, wellhead, well casing, tubing, meters, valves, and piping. | The following property is used 100% for pollution control and is installed to meet or exceed federal or state regulations: HUTEX S W D SYSTEM G 12 saltwater disposal well site, consisting of one 1,000-barrel gunbarrel tank, four 750-barrel water tanks, two 3x4-10 centrifugal charge pumps, two multi-stage centrifugal injection pumps, filters, wellhead, well casing, tubing, meters, valves, and piping. | 2021-03-25 | 3479374 | 100
23419 | T1 | DIAMONDBACK E&P LLC | HUGHES 1D | Latitude = 32.354622, Longitude = -101.760945 | Howard County | TX | 79782 | HOWARD | CN604396721 | RN111171575 | HUGHES 1D saltwater disposal well site, consisting of three 1,000-barrel water tanks, one 1,500-barrel gunbarrel tank, two 6x4-10G centrifugal charge pumps, one 1x1 centrifugal sump pump, two positive displacement quintuplex pumps, filters, wellhead, well casing, tubing, meters, valves, and piping. | The following property is used 100% for pollution control and is installed to meet or exceed federal or state regulations: HUGHES 1D saltwater disposal well site, consisting of three 1,000-barrel water tanks, one 1,500-barrel gunbarrel tank, two 6x4-10G centrifugal charge pumps, one 1x1 centrifugal sump pump, two positive displacement quintuplex pumps, filters, wellhead, well casing, tubing, meters, valves, and piping. | 2021-03-25 | 4166487 | 100
23420 | T1 | DIAMONDBACK E&P LLC | HOMAN -29- 1D | Latitude = 32.138376, Longitude = -101.63613 | Howard County | TX | 79720 | HOWARD | CN604396721 | RN111171583 | HOMAN 29 1D saltwater disposal well site, consisting of one 500-barrel water tank, two positive displacement triplex pumps, filters, wellhead, well casing, tubing, meters, valves, and piping. | The following property is used 100% for pollution control and is installed to meet or exceed federal or state regulations: HOMAN 29 1D saltwater disposal well site, consisting of one 500-barrel water tank, two positive displacement triplex pumps, filters, wellhead, well casing, tubing, meters, valves, and piping. | 2021-02-25 | 2600000 | 100
23421 | T1 | DIAMONDBACK E&P LLC | HOGNOSE 1-67 1D | Latitude = 31.673776, Longitude = -103.567578 | Loving County | TX | 79754 | LOVING | CN604396721 | RN111171591 | HOGNOSE 1-67 1D saltwater disposal well site, consisting of four 500-barrel water tanks, one 1,000-barrel gunbarrel tank, one 2x3-13 centrifugal water transfer pump, one positive displacement quintuplex pump, one positive displacement triplex pump, filters, wellhead, well casing, tubing, meters, valves, and piping. | The following property is used 100% for pollution control and is installed to meet or exceed federal or state regulations: HOMAN 29 1D saltwater disposal well site, consisting of one 500-barrel water tank, two positive displacement triplex pumps, filters, wellhead, well casing, tubing, meters, valves, and piping. | 2021-03-24 | 2600000 | 100
23422 | T1 | DIAMONDBACK E&P LLC | HMW 2 SWD | Latitude = 31.9741, Longitude = -102.196822 | Midland County | TX | 79701 | MIDLAND | CN604396721 | RN111171609 | HMW 2 saltwater disposal well site, consisting of two 1,000-barrel gunbarrel tanks, six 750-barrel water tanks, two 3x4-10 centrifugal charge pumps, two centrifugal injection pumps, filters, wellhead, well casing, tubing, meters, valves, and piping. | The following property is used 100% for pollution control and is installed to meet or exceed federal or state regulations: HMW 2 saltwater disposal well site, consisting of two 1,000-barrel gunbarrel tanks, six 750-barrel water tanks, two 3x4-10 centrifugal charge pumps, two centrifugal injection pumps, filters, wellhead, well casing, tubing, meters, valves, and piping. | 2021-03-24 | 2921955 | 100
23423 | T1 | DIAMONDBACK E&P LLC | HMW 1 SWD | Latitude = 31.959241, Longitude = -102.198487 | Midland County | TX | 79701 | MIDLAND | CN604396721 | RN111171617 | HMW 1 saltwater disposal well site, consisting of six 750-barrel water tanks, two 1,000-barrel gunbarrel tanks, two 3x4-13 centrifugal charge pumps, one centrifugal circulating pump, two centrifugal injection pumps, one 6x4x13 centrifugal water transfer pump, filters, wellhead, well casing, tubing, meters, valves, and piping. | The following property is used 100% for pollution control and is installed to meet or exceed federal or state regulations: HMW 1 saltwater disposal well site, consisting of six 750-barrel water tanks, two 1,000-barrel gunbarrel tanks, two 3x4-13 centrifugal charge pumps, one centrifugal circulating pump, two centrifugal injection pumps, one 6x4x13 centrifugal water transfer pump, filters, wellhead, well casing, tubing, meters, valves, and piping. | 2021-03-24 | 2600000 | 100
23424 | T1 | DIAMONDBACK E&P LLC | HECKER 2451SW | Latitude = 32.378201, Longitude = -101.967855 | Martin County | TX | 79783 | MARTIN | CN604396721 | RN111171625 | HECKER 2451SW saltwater disposal well site, consisting of one 750-barrel gunbarrel tank, two 500-barrel water tanks, one 3x2x11 centrifugal charge pump, one ESP sump pump, one positive displacement quintuplex pump, one positive displacement triplex pump, filters, wellhead, well casing, tubing, meters, valves, and piping. | The following property is used 100% for pollution control and is installed to meet or exceed federal or state regulations: HECKER 2451SW saltwater disposal well site, consisting of one 750-barrel gunbarrel tank, two 500-barrel water tanks, one 3x2x11 centrifugal charge pump, one ESP sump pump, one positive displacement quintuplex pump, one positive displacement triplex pump, filters, wellhead, well casing, tubing, meters, valves, and piping. | 2021-03-25 | 2600000 | 100
23425 | T1 | DIAMONDBACK E&P LLC | GUADALUPE -48- 1WD | Latitude = 31.667445, Longitude = -101.426338 | Glasscock County | TX | 79739 | GLASSCOCK | CN604396721 | RN111171641 | GUADALUPE 48 1WD saltwater disposal well site, consisting of two 1,000-barrel water tanks, three 750-barrel water tanks, one 1,000-barrel gunbarrel tank, one 4x3-10 centrifugal charge pump, two 3x2-13 centrifugal water transfer pumps, one gear circulating pump, one positive displacement quintuplex pump, filters, wellhead, well casing, tubing, meters, valves, and piping. | The following property is used 100% for pollution control and is installed to meet or exceed federal or state regulations: GUADALUPE 48 1WD saltwater disposal well site, consisting of two 1,000-barrel water tanks, three 750-barrel water tanks, one 1,000-barrel gunbarrel tank, one 4x3-10 centrifugal charge pump, two 3x2-13 centrifugal water transfer pumps, one gear circulating pump, one positive displacement quintuplex pump, filters, wellhead, well casing, tubing, meters, valves, and piping. | 2021-03-25 | 1437617 | 100
23426 | T1 | DIAMONDBACK E&P LLC | GLO -71- 1D | Latitude = 31.637453, Longitude = -103.700266 | Reeves County | TX | 79772 | REEVES | CN604396721 | RN111171658 | GLO 71 1D saltwater disposal well site, consisting of four 500-barrel water tanks, two 1,000-barrel gunbarrel tanks, three 1,000-barrel water tanks, one 1,500-barrel gunbarrel tank, one 750-barrel water leg tank, two 4x6-10 centrifugal charge pumps, one 39459 centrifugal sump pump, three positive displacement quintuplex pumps, filters, wellhead, well casing, tubing, meters, valves, and piping. | The following property is used 100% for pollution control and is installed to meet or exceed federal or state regulations: GLO 71 1D saltwater disposal well site, consisting of four 500-barrel water tanks, two 1,000-barrel gunbarrel tanks, three 1,000-barrel water tanks, one 1,500-barrel gunbarrel tank, one 750-barrel water leg tank, two 4x6-10 centrifugal charge pumps, one 39459 centrifugal sump pump, three positive displacement quintuplex pumps, filters, wellhead, well casing, tubing, meters, valves, and piping. | 2021-03-25 | 1183232 | 100
23427 | T1 | DIAMONDBACK E&P LLC | GLASS 6 | Latitude = 31.675726, Longitude = -101.366631 | Glasscock County | TX | 79739 | GLASSCOCK | CN604396721 | RN111171666 | GLASS 6 saltwater disposal well site, consisting of one 750-barrel gunbarrel tank, three 500-barrel water tanks, one pneumatic sump pump, one positive displacement tripelx pump, filters, wellhead, well casing, tubing, meters, valves, and piping. | The following property is used 100% for pollution control and is installed to meet or exceed federal or state regulations: GLASS 6 saltwater disposal well site, consisting of one 750-barrel gunbarrel tank, three 500-barrel water tanks, one pneumatic sump pump, one positive displacement tripelx pump, filters, wellhead, well casing, tubing, meters, valves, and piping. | 2021-03-25 | 2600000 | 100
23428 | T1 | DIAMONDBACK E&P LLC | GASKINS 43 1D | Latitude = 32.461466, Longitude = -101.642987 | Howard County | TX | 79713 | HOWARD | CN604396721 | RN111171674 | GASKINS 43 1D saltwater disposal well site, consisting of three 1,000-barrel water tanks, one 1,500-barrel gunbarrel tank, two 6x4-10 centrifugal charge pumps, one centrifugal sump pump, three positive displacement quintuplex pumps, filters, wellhead, well casing, tubing, meters, valves, and piping. | The following property is used 100% for pollution control and is installed to meet or exceed federal or state regulations: GASKINS 43 1D saltwater disposal well site, consisting of three 1,000-barrel water tanks, one 1,500-barrel gunbarrel tank, two 6x4-10 centrifugal charge pumps, one centrifugal sump pump, three positive displacement quintuplex pumps, filters, wellhead, well casing, tubing, meters, valves, and piping. | 2021-03-25 | 2600000 | 100
23429 | T1 | DIAMONDBACK E&P LLC | FRYAR -9- 1WD | Latitude = 32.366853, Longitude = -101.905587 | Martin County | TX | 79749 | MARTIN | CN604396721 | RN111171682 | FRYAR 9 1WD saltwater disposal well site, consisting of one 750-barrel gunbarrel tank, three 500-barrel water tanks, one pneumatic sump pump, one positive displacement triplex pump, filters, wellhead, well casing, tubing, meters, valves, and piping. | The following property is used 100% for pollution control and is installed to meet or exceed federal or state regulations: FRYAR 9 1WD saltwater disposal well site, consisting of one 750-barrel gunbarrel tank, three 500-barrel water tanks, one pneumatic sump pump, one positive displacement triplex pump, filters, wellhead, well casing, tubing, meters, valves, and piping. | 2021-03-25 | 2600000 | 100
23430 | T1 | DIAMONDBACK E&P LLC | FRYAR -37- 1WD | Latitude = 32.129984, Longitude = -101.557064 | Howard County | TX | 79720 | HOWARD | CN604396721 | RN111171690 | FRYAR 37 1WD saltwater disposal well site, consisting of two 500-barrel water tanks, one 500-barrel gunbarrel tank, one centrifugal circulating pump, one centrifugal injection pump, one positive displacement quintuplex pump, filters, wellhead, well casing, tubing, meters, valves, and piping. | The following property is used 100% for pollution control and is installed to meet or exceed federal or state regulations: FRYAR 37 1WD saltwater disposal well site, consisting of two 500-barrel water tanks, one 500-barrel gunbarrel tank, one centrifugal circulating pump, one centrifugal injection pump, one positive displacement quintuplex pump, filters, wellhead, well casing, tubing, meters, valves, and piping. | 2021-03-25 | 2600000 | 100
23431 | T1 | DIAMONDBACK E&P LLC | FLANAGAN ANNIE OM 1 | Latitude = 32.168845, Longitude = -101.793119 | Martin County | TX | 79782 | MARTIN | CN604396721 | RN111171708 | FLANAGAN ANNIE OM 1 saltwater disposal well site, consisting of three 500-barrel water tanks, one 750-barrel gunbarrel tank, one positive displacement triplex pump, filters, wellhead, well casing, tubing, meters, valves, and piping. | The following property is used 100% for pollution control and is installed to meet or exceed federal or state regulations: FLANAGAN ANNIE OM 1 saltwater disposal well site, consisting of three 500-barrel water tanks, one 750-barrel gunbarrel tank, one positive displacement triplex pump, filters, wellhead, well casing, tubing, meters, valves, and piping. | 2021-03-25 | 2600000 | 100
23432 | T1 | DIAMONDBACK E&P LLC | FASKEN BLK -ED- 2D | Latitude = 32.200223, Longitude = -102.446977 | Andrews County | TX | 79714 | ANDREWS | CN604396721 | RN111171716 | The property is a salt water disposal facility, used solely for non-commercial purposes. Its purpose is to dispose of salt water that is produced in the drilling and extraction of oil and gas in an environmentally appropriate manner. The facility is specifically designed to protect both groundwater and underground water sources. The salt water is injected into this facility and delivered to an underground zone that is determined to be appropriate by the Texas Railroad Commission. The facility is the final process after the salt water is separated from oil and gas. The SWD Facility includes Equipment listing for surface facility included in Exhibit C Tanks, pumps, filters, wellhead, well casing to protect zones not intended for disposal, tubing to control the flow inside the casing, meters to measure the amount of water disposed, valves to control the flow, and piping to control the water flow and to protect from the saltwater escaping. Exhibit A is a flow diagram of the SWD well facilities. The function of each major item of equipment is further described below. The Saltwater arrives at the well by piping. The piping bring the saltwater from the well sites. Exhibit B shows a diagram of the entire network of piping and SWD wells built. The water is then pumped into the tanks. Separate pumps, which are part of the facility, move the water from the tanks down to the wellbore. The meters on site measure the volume and pressure of the water that is being disposed. This water is pushed into one of the tanks, which acts as a settling vessel. Any skim of oil present is transferred into the oil storage tanks. The Skim Oil Tanks and their costs have been excepted from this application. They are merely identified as part of the total process. The water is transferred out to either set of two water storage tanks. Pumps are used to move the water through the process and then injected into the wellhead. The entire process is designed to protect the land and freshwater zones underground from the saltwater being disposed. Included with this application are the disposal wells which are solely connected to this facility and is presented on the attachment. Exhibit B | NOD response not received | 2021-06-17 | 2600000 | 100
23433 | T1 | DIAMONDBACK E&P LLC | ESTES FARMS 11 SWD | Latitude = 32.541434, Longitude = -102.193534 | Dawson County | TX | 79331 | DAWSON | CN604396721 | RN111171724 | ESTES FARMS 11 saltwater disposal well site, consisting of one 500-barrel tank, one positive displacement triplex pump, filters, wellhead, well casing, tubing, meters, valves, and piping. | The following property is used 100% for pollution control and is installed to meet or exceed federal or state regulations: ESTES FARMS 11 saltwater disposal well site, consisting of one 500-barrel tank, one positive displacement triplex pump, filters, wellhead, well casing, tubing, meters, valves, and piping. | 2021-02-25 | 102046 | 100
23434 | T1 | DIAMONDBACK E&P LLC | EPLEY LB 8 | Latitude = 32.046608, Longitude = -101.887103 | Midland County | TX | 79701 | MIDLAND | CN604396721 | RN111171732 | EPLEY LB 8 saltwater disposal well site, consisting of one 750-barrel gunbarrel tank, three 500-barrel water tanks, one 3x1-10 centrifugal charge pump, one positive displacement quintuplex pump, filters, wellhead, well casing, tubing, meters, valves, and piping. | The following property is used 100% for pollution control and is installed to meet or exceed federal or state regulations: EPLEY LB 8 saltwater disposal well site, consisting of one 750-barrel gunbarrel tank, three 500-barrel water tanks, one 3x1-10 centrifugal charge pump, one positive displacement quintuplex pump, filters, wellhead, well casing, tubing, meters, valves, and piping. | 2021-03-24 | 2600000 | 100
23435 | T1 | DIAMONDBACK E&P LLC | EPLEY L B 19D | Latitude = 32.051955, Longitude = -101.90074 | Midland County | TX | 79701 | MIDLAND | CN604396721 | RN111171740 | EPLEY L B 19D saltwater disposal well site, consisting of three 1,000-barrel water tanks, two 1,500-barrel gunbarrel tanks, two 1x2-10 centrifugal charge pumps, three positive displacement quintuplex pumps, filters, wellhead, well casing, tubing, meters, valves, and piping. | The following property is used 100% for pollution control and is installed to meet or exceed federal or state regulations: EPLEY L B 19D saltwater disposal well site, consisting of three 1,000-barrel water tanks, two 1,500-barrel gunbarrel tanks, two 1x2-10 centrifugal charge pumps, three positive displacement quintuplex pumps, filters, wellhead, well casing, tubing, meters, valves, and piping. | 2021-03-24 | 1493160 | 100
23436 | T1 | DIAMONDBACK E&P LLC | DYSON 1D | Latitude = 31.994735, Longitude = -102.19516 | Midland County | TX | 79701 | MIDLAND | CN604396721 | RN111171757 | DYSON 1D saltwater disposal well site, consisting of three 1,000-barrel water tanks, one gunbarrel tank, two 3x4-10 centrifugal charge pumps, two centrifugal injection pumps, two positive displacement triplex pumps, filters, wellhead, well casing, tubing, meters, valves, and piping. | The following property is used 100% for pollution control and is installed to meet or exceed federal or state regulations: DYSON 1D saltwater disposal well site, consisting of three 1,000-barrel water tanks, one gunbarrel tank, two 3x4-10 centrifugal charge pumps, two centrifugal injection pumps, two positive displacement triplex pumps, filters, wellhead, well casing, tubing, meters, valves, and piping. | 2021-03-24 | 7638403 | 100
23437 | T1 | DIAMONDBACK E&P LLC | DIMMIT -28- 2D | Latitude = 31.82313, Longitude = -103.555077 | Loving County | TX | 79754 | LOVING | CN604396721 | RN111171765 | DIMMIT 28 2D saltwater disposal well site, consisting of four 500-barrel water tanks, one 1,000-barrel gunbarrel tank, one positive displacement quintuplex pump, filters, wellhead, well casing, tubing, meters, valves, and piping. | The following property is used 100% for pollution control and is installed to meet or exceed federal or state regulations: DIMMIT 28 2D saltwater disposal well site, consisting of four 500-barrel water tanks, one 1,000-barrel gunbarrel tank, one positive displacement quintuplex pump, filters, wellhead, well casing, tubing, meters, valves, and piping. | 2021-03-26 | 2600000 | 100
23438 | T1 | DIAMONDBACK E&P LLC | DIMMIT -28- 1D | Latitude = 31.811654, Longitude = -103.559237 | Loving County | TX | 79754 | LOVING | CN604396721 | RN111171773 | DIMMIT 28 1D saltwater disposal well site, consisting of three 500-barrel water tanks, one 1,000-barrel gunbarrel tank, one 4x6-10 centrifugal charge pump, one positive displacement quintuplex pump, filters, wellhead, well casing, tubing, meters, valves, and piping. | The following property is used 100% for pollution control and is installed to meet or exceed federal or state regulations: DIMMIT 28 1D saltwater disposal well site, consisting of three 500-barrel water tanks, one 1,000-barrel gunbarrel tank, one 4x6-10 centrifugal charge pump, one positive displacement quintuplex pump, filters, wellhead, well casing, tubing, meters, valves, and piping. | 2021-03-26 | 2600000 | 100
23439 | T1 | DIAMONDBACK E&P LLC | DICKENSON -20- 3WD | Latitude = 32.091135, Longitude = -101.940478 | Martin County | TX | 79782 | MARTIN | CN604396721 | RN111171781 | DICKENSON 20 3WD saltwater disposal well site, consisting of one 750-barrel gunbarrel tank, three 500-barrel water tanks, one positive displacement triplex pump, filters, wellhead, well casing, tubing, meters, valves, and piping. | The following property is used 100% for pollution control and is installed to meet or exceed federal or state regulations: DICKENSON 20 3WD saltwater disposal well site, consisting of one 750-barrel gunbarrel tank, three 500-barrel water tanks, one positive displacement triplex pump, filters, wellhead, well casing, tubing, meters, valves, and piping. | 2021-03-26 | 2600000 | 100
23440 | T1 | DIAMONDBACK E&P LLC | DIAMONDBACK-SMITH SWD 1 | Latitude = 32.440292, Longitude = -101.679 | Howard County | TX | 79748 | HOWARD | CN604396721 | RN111171799 | DIAMONDBACK SMITH SWD 1 saltwater disposal well site, consisting of eight water tanks, two 1,000-barrel gunbarrel tanks, three centrifugal charge pumps, three multi-stage centrifugal injection pumps, filters, wellhead, well casing, tubing, meters, valves, and piping. | The following property is used 100% for pollution control and is installed to meet or exceed federal or state regulations: DIAMONDBACK SMITH SWD 1 saltwater disposal well site, consisting of eight water tanks, two 1,000-barrel gunbarrel tanks, three centrifugal charge pumps, three multi-stage centrifugal injection pumps, filters, wellhead, well casing, tubing, meters, valves, and piping. | 2021-03-26 | 853929 | 100
23441 | T1 | DIAMONDBACK E&P LLC | DIAMONDBACK-SMITH 2D | Latitude = 32.44106, Longitude = -101.674864 | Howard County | TX | 79720 | HOWARD | CN604396721 | RN111171807 | DIAMONDBACK SMITH 2D saltwater disposal well site, consisting of three 1,000-barrel water tanks, one 1,500-barrel gunbarrel tank, two 3x4â€10 centrifugal charge pumps, two 51 stage centrifugal injection pumps, filters, wellhead, well casing, tubing, meters, valves, and piping. | The following property is used 100% for pollution control and is installed to meet or exceed federal or state regulations:DIAMONDBACK SMITH 2D saltwater disposal well site, consisting of three 1,000-barrel water tanks, one 1,500-barrel gunbarrel tank, two 3x4â€10 centrifugal charge pumps, two 51 stage centrifugal injection pumps, filters, wellhead, well casing, tubing, meters, valves, and piping. | 2021-03-26 | 6753948 | 100
23442 | T1 | DIAMONDBACK E&P LLC | DIAMONDBACK-COUNTY LINE SWD 1 | Latitude = 32.373648, Longitude = -101.684442 | Howard County | TX | 79748 | HOWARD | CN604396721 | RN111171815 | DIAMONDBACK COUNTY LINE SWD 1 saltwater disposal well site, consisting of one tank, pumps, filters, wellhead, well casing, tubing, meters, valves, and piping. | The following property is used 100% for pollution control and is installed to meet or exceed federal or state regulations: DIAMONDBACK COUNTY LINE SWD 1 saltwater disposal well site, consisting of one tank, pumps, filters, wellhead, well casing, tubing, meters, valves, and piping. | 2021-02-25 | 2457538 | 100
23443 | T1 | DIAMONDBACK E&P LLC | DESPERADO STATE 1D | Latitude = 31.60528, Longitude = -103.565451 | Reeves County | TX | 79772 | REEVES | CN604396721 | RN111171823 | DESPERADO STATE 1D saltwater disposal well site, consisting of three 1,000-barrel water tanks, two 1,500-barrel gunbarrel tanks, two 4x6â€13 centrifugal charge pumps, one KMSâ€188 centrifugal circulating pump, two centrifugal sump pumps, three 2x3-13 centrifugal water transfer pumps, three positive displacement quadraplex pumps, filters, wellhead, well casing, tubing, meters, valves, and piping. | The following property is used 100% for pollution control and is installed to meet or exceed federal or state regulations: DESPERADO STATE 1D saltwater disposal well site, consisting of three 1,000-barrel water tanks, two 1,500-barrel gunbarrel tanks, two 4x6â€13 centrifugal charge pumps, one KMSâ€188 centrifugal circulating pump, two centrifugal sump pumps, three 2x3-13 centrifugal water transfer pumps, three positive displacement quadraplex pumps, filters, wellhead, well casing, tubing, meters, valves, and piping. | 2021-03-26 | 2600000 | 100
23444 | T1 | DIAMONDBACK E&P LLC | DB HUGHES 1D | Latitude = 32.366263, Longitude = -101.681483 | Howard County | TX | 79720 | HOWARD | CN604396721 | RN111171831 | DB HUGHES 1D saltwater disposal well site, consisting of two 1,000-barrel gunbarrel tanks, six 750-barrel water tanks, three 3x4-10 centrifugal charge pumps, three centrifugal injection pumps, filters, wellhead, well casing, tubing, meters, valves, and piping. | The following property is used 100% for pollution control and is installed to meet or exceed federal or state regulations: DB HUGHES 1D saltwater disposal well site, consisting of two 1,000-barrel gunbarrel tanks, six 750-barrel water tanks, three 3x4-10 centrifugal charge pumps, three centrifugal injection pumps, filters, wellhead, well casing, tubing, meters, valves, and piping. | 2021-03-26 | 4727202 | 100
23445 | T1 | DIAMONDBACK E&P LLC | DAVIDSON -A- 3D | Latitude = 31.897622, Longitude = -101.983945 | Midland County | TX | 79701 | MIDLAND | CN604396721 | RN111171849 | The property is a salt water disposal facility, used solely for non-commercial purposes. Its purpose is to dispose of salt water that is produced in the drilling and extraction of oil and gas in an environmentally appropriate manner. The facility is specifically designed to protect both groundwater and underground water sources. The salt water is injected into this facility and delivered to an underground zone that is determined to be appropriate by the Texas Railroad Commission. The facility is the final process after the salt water is separated from oil and gas. The SWD Facility includes Equipment listing for surface facility included in Exhibit C Tanks, pumps, filters, wellhead, well casing to protect zones not intended for disposal, tubing to control the flow inside the casing, meters to measure the amount of water disposed, valves to control the flow, and piping to control the water flow and to protect from the saltwater escaping. Exhibit A is a flow diagram of the SWD well facilities. The function of each major item of equipment is further described below. The Saltwater arrives at the well by piping. The piping bring the saltwater from the well sites. Exhibit B shows a diagram of the entire network of piping and SWD wells built. The water is then pumped into the tanks. Separate pumps, which are part of the facility, move the water from the tanks down to the wellbore. The meters on site measure the volume and pressure of the water that is being disposed. This water is pushed into one of the tanks, which acts as a settling vessel. Any skim of oil present is transferred into the oil storage tanks. The Skim Oil Tanks and their costs have been excepted from this application. They are merely identified as part of the total process. The water is transferred out to either set of two water storage tanks. Pumps are used to move the water through the process and then injected into the wellhead. The entire process is designed to protect the land and freshwater zones underground from the saltwater being disposed. Included with this application are the disposal wells which are solely connected to this facility and is presented on the attachment. Exhibit B | NOD response not received | 2021-06-17 | 2600000 | 100
23446 | T1 | DIAMONDBACK E&P LLC | DANIEL -28- 1D | Latitude = 31.714815, Longitude = -101.566551 | Glasscock County | TX | 79739 | GLASSCOCK | CN604396721 | RN111171856 | DANIEL 28 1D saltwater disposal well site, consisting of one 1,500-barrel gunbarrel tank, three 500-barrel water tanks, one 3x2-8 centrifugal charge pump, one 3x2-13 centrifugal chare pump, one pneumatic sump pump, two positive displacement quintuplex pumps, filters, wellhead, well casing, tubing, meters, valves, and piping. | The following property is used 100% for pollution control and is installed to meet or exceed federal or state regulations: DANIEL 28 1D saltwater disposal well site, consisting of one 1,500-barrel gunbarrel tank, three 500-barrel water tanks, one 3x2-8 centrifugal charge pump, one 3x2-13 centrifugal chare pump, one pneumatic sump pump, two positive displacement quintuplex pumps, filters, wellhead, well casing, tubing, meters, valves, and piping. | 2021-03-26 | 2600000 | 100
23447 | T1 | DIAMONDBACK E&P LLC | DANIEL -21A- 1WD | Latitude = 31.678709, Longitude = -101.583469 | Glasscock County | TX | 79739 | GLASSCOCK | CN604396721 | RN111171864 | DANIEL 21A 1WD saltwater disposal well site, consisting of one 750-barrel gunbarrel tank, three 500-barrel water tanks, one positive displacement triplex pump, filters, wellhead, well casing, tubing, meters, valves, and piping. | The following property is used 100% for pollution control and is installed to meet or exceed federal or state regulations: DANIEL 21A 1WD saltwater disposal well site, consisting of one 750-barrel gunbarrel tank, three 500-barrel water tanks, one positive displacement triplex pump, filters, wellhead, well casing, tubing, meters, valves, and piping. | 2021-03-26 | 2600000 | 100
23448 | T1 | DIAMONDBACK E&P LLC | DANIEL -10- 1WD | Latitude = 31.714815, Longitude = -101.566552 | Glasscock County | TX | 79739 | GLASSCOCK | CN604396721 | RN111171872 | DANIEL 10 1WD saltwater disposal well site, consisting of one 750-barrel gunbarrel tank, three 500-barrel water tanks, one 3x2-10 centrifugal charge pump, two positive displacement triplex pumps, filters, wellhead, well casing, tubing, meters, valves, and piping. | The following property is used 100% for pollution control and is installed to meet or exceed federal or state regulations: DANIEL 10 1WD saltwater disposal well site, consisting of one 750-barrel gunbarrel tank, three 500-barrel water tanks, one 3x2-10 centrifugal charge pump, two positive displacement triplex pumps, filters, wellhead, well casing, tubing, meters, valves, and piping. | 2021-03-29 | 827928 | 100
23449 | T1 | DIAMONDBACK E&P LLC | COTTONMOUTH 1D | Latitude = 32.367249, Longitude = -101.635762 | Howard County | TX | 79720 | HOWARD | CN604396721 | RN111171880 | COTTONMOUTH 1D saltwater disposal well site, consisting of one 750-barrel gunbarrel tank, three 500-barrel water tanks, one 3x2-10 centrifugal charge pump, two positive displacement triplex pumps, filters, wellhead, well casing, tubing, meters, valves, and piping. | The following property is used 100% for pollution control and is installed to meet or exceed federal or state regulations: COTTONMOUTH 1D saltwater disposal well site, consisting of one 750-barrel gunbarrel tank, three 500-barrel water tanks, one 3x2-10 centrifugal charge pump, two positive displacement triplex pumps, filters, wellhead, well casing, tubing, meters, valves, and piping. | 2021-03-29 | 1350444 | 100
23450 | T1 | DIAMONDBACK E&P LLC | COLE RANCH -41- 4D | Latitude = 31.751394, Longitude = -101.618714 | Glasscock County | TX | 79739 | GLASSCOCK | CN604396721 | RN111171898 | COLE RANCH 41 4D saltwater disposal well site, consisting of one 750-barrel gunbarrel tank, three 500-barrel water tanks, one pneumatic sump pump, one positive displacement triplex pump, filters, wellhead, well casing, tubing, meters, valves, and piping. | The following property is used 100% for pollution control and is installed to meet or exceed federal or state regulations: COLE RANCH 41 4D saltwater disposal well site, consisting of one 750-barrel gunbarrel tank, three 500-barrel water tanks, one pneumatic sump pump, one positive displacement triplex pump, filters, wellhead, well casing, tubing, meters, valves, and piping. | 2021-03-29 | 2600000 | 100
23451 | T1 | DIAMONDBACK E&P LLC | COLE RANCH -35- 1WD | Latitude = 31.733628, Longitude = -101.608698 | Glasscock County | TX | 79739 | GLASSCOCK | CN604396721 | RN111171906 | COLE RANCH 35 1WD saltwater disposal well site, consisting of two 1,000-barrel water tanks, one 3x1.5-8 centrifugal charge pump, two positive displacement triplex pumps, filters, wellhead, well casing, tubing, meters, valves, and piping. | The following property is used 100% for pollution control and is installed to meet or exceed federal or state regulations: COLE RANCH 35 1WD saltwater disposal well site, consisting of two 1,000-barrel water tanks, one 3x1.5-8 centrifugal charge pump, two positive displacement triplex pumps, filters, wellhead, well casing, tubing, meters, valves, and piping. | 2021-03-10 | 2600000 | 100
23452 | T1 | DIAMONDBACK E&P LLC | CENTRAL FACILITY 2WD | Latitude = 31.67313, Longitude = -101.463525 | Glasscock County | TX | 79739 | GLASSCOCK | CN604396721 | RN111171914 | CENTRAL FACILITY 2WD saltwater disposal well site, consisting of one 1,000-barrel gunbarrel tank, four 500-barrel water tanks, two 3x6x9 centrifugal water transfer pumps, filters, wellhead, well casing, tubing, meters, valves, and piping. | The following property is used 100% for pollution control and is installed to meet or exceed federal or state regulations: CENTRAL FACILITY 2WD saltwater disposal well site, consisting of one 1,000-barrel gunbarrel tank, four 500-barrel water tanks, two 3x6x9 centrifugal water transfer pumps, filters, wellhead, well casing, tubing, meters, valves, and piping. | 2021-03-29 | 2600000 | 100
23453 | T1 | DIAMONDBACK E&P LLC | CENTRAL FACILITY 1WD | Latitude = 31.673106, Longitude = -101.463363 | Glasscock County | TX | 79739 | GLASSCOCK | CN604396721 | RN111171922 | CENTRAL FACILITY 1WD saltwater disposal well site, consisting of one 1,000-barrel gunbarrel tank, four 750-barrel water tanks, two centrifugal injection pumps, one pneumatic sump pump, filters, wellhead, well casing, tubing, meters, valves, and piping. | The following property is used 100% for pollution control and is installed to meet or exceed federal or state regulations: CENTRAL FACILITY 1WD saltwater disposal well site, consisting of one 1,000-barrel gunbarrel tank, four 750-barrel water tanks, two centrifugal injection pumps, one pneumatic sump pump, filters, wellhead, well casing, tubing, meters, valves, and piping. | 2021-03-29 | 2600000 | 100
23454 | T1 | DIAMONDBACK E&P LLC | CANADIAN 1D | Latitude = 31.710916, Longitude = -101.49673 | Glasscock County | TX | 79739 | GLASSCOCK | CN604396721 | RN111171930 | CANADIAN 1D saltwater disposal well site, consisting of two 500-barrel water tanks, one centrifugal sump pump, one positive displacement triplex pump, filters, wellhead, well casing, tubing, meters, valves, and piping. | The following property is used 100% for pollution control and is installed to meet or exceed federal or state regulations: CANADIAN 1D saltwater disposal well site, consisting of two 500-barrel water tanks, one centrifugal sump pump, one positive displacement triplex pump, filters, wellhead, well casing, tubing, meters, valves, and piping. | 2021-03-11 | 2600000 | 100
23455 | T1 | DIAMONDBACK E&P LLC | BRADEN SWD 2 | Latitude = 31.159058, Longitude = -103.09874 | Pecos County | TX | 79730 | PECOS | CN604396721 | RN111171948 | BRADEN SWD 2 saltwater disposal well site, consisting of one 1,000-barrel gunbarrel tank, three 750-barrel water tanks, two 3x4-10 centrifugal charge pumps, two centrifugal circulating pumps, two multi-stage centrifugal injection pumps, filters, wellhead, well casing, tubing, meters, valves, and piping. | The following property is used 100% for pollution control and is installed to meet or exceed federal or state regulations: BRADEN SWD 2 saltwater disposal well site, consisting of one 1,000-barrel gunbarrel tank, three 750-barrel water tanks, two 3x4-10 centrifugal charge pumps, two centrifugal circulating pumps, two multi-stage centrifugal injection pumps, filters, wellhead, well casing, tubing, meters, valves, and piping. | 2021-03-29 | 4502752 | 100
23456 | T1 | DIAMONDBACK E&P LLC | BRADEN SWD 1 | Latitude = 31.159658, Longitude = -103.068381 | Pecos County | TX | 79730 | PECOS | CN604396721 | RN111171955 | BRADEN SWD 1 saltwater disposal well site, consisting of one 1,000-barrel gunbarrel tank, four 750-barrel water tanks, two 3x4-13 centrifugal charge pumps, two centrifugal circulating pumps, three positive displacement quintuplex pumps, filters, wellhead, well casing, tubing, meters, valves, and piping. | The following property is used 100% for pollution control and is installed to meet or exceed federal or state regulations: BRADEN SWD 1 saltwater disposal well site, consisting of one 1,000-barrel gunbarrel tank, four 750-barrel water tanks, two 3x4-13 centrifugal charge pumps, two centrifugal circulating pumps, three positive displacement quintuplex pumps, filters, wellhead, well casing, tubing, meters, valves, and piping. | 2021-03-29 | 448155 | 100
23457 | T1 | DIAMONDBACK E&P LLC | BIG GULP 1D | Latitude = 32.486069, Longitude = -102.187597 | Martin County | TX | 79783 | MARTIN | CN604396721 | RN111171963 | BIG GULP 1D saltwater disposal well site, consisting of one 1,500-barrel gunbarrel tank, three 1,000-barrel water tanks, two 3x4-13 centrifugal charge pumps, two centrifugal injection pumps, three 2x2x21 circulating gear pumps, one 1.5x1x8 circulating gear pump, filters, wellhead, well casing, tubing, meters, valves, and piping. | The following property is used 100% for pollution control and is installed to meet or exceed federal or state regulations: BIG GULP 1D saltwater disposal well site, consisting of one 1,500-barrel gunbarrel tank, three 1,000-barrel water tanks, two 3x4-13 centrifugal charge pumps, two centrifugal injection pumps, three 2x2x21 circulating gear pumps, one 1.5x1x8 circulating gear pump, filters, wellhead, well casing, tubing, meters, valves, and piping. | 2021-03-29 | 6496157 | 100
23458 | T1 | ONCOR ELECTRIC DELIVERY COMPANY LLC | HEXT SUBSTATION | Latitude = 30.8724, Longitude = -99.538306 | Menard County | TX | 76848 | MENARD | CN603313842 | RN111171971 | Secondary containment comprised of a concrete pad around the transformer, an oil-water separator, and a metal railing. | The following property is used 100% for pollution control and is installed to meet or exceed federal or state regulations: Secondary containment comprised of a concrete pad around the transformer, an oil-water separator, and a metal railing. | 2021-02-25 | 34210 | 100
23459 | T1 | ONCOR ELECTRIC DELIVERY COMPANY LLC | EULESS SWITCH | Latitude = 32.865278, Longitude = -97.0993 | Tarrant County | TX | 76039 | TARRANT | CN603313842 | RN111171989 | Secondary containment comprised of a concrete pad around the transformer, an oil-water separator, and a metal railing. | The following property is used 100% for pollution control and is installed to meet or exceed federal or state regulations: Secondary containment comprised of a concrete pad around the transformer, an oil-water separator, and a metal railing. | 2021-03-04 | 53345 | 100
23460 | T1 | DIAMONDBACK E&P LLC | BERNICE MATTHIESEN -15- 1D | Latitude = 31.705122, Longitude = -101.574738 | Glasscock County | TX | 79739 | GLASSCOCK | CN604396721 | RN111171997 | BERNICE MATTHIESEN 15 1D saltwater disposal well site, consisting of one 750-barrel gunbarrel tank, three 500-barrel water tanks, one 3x2-10 centrifugal charge pump, two positive displacement triplex pumps, filters, wellhead, well casing, tubing, meters, valves, and piping. | The following property is used 100% for pollution control and is installed to meet or exceed federal or state regulations: BERNICE MATTHIESEN 15 1D saltwater disposal well site, consisting of one 750-barrel gunbarrel tank, three 500-barrel water tanks, one 3x2-10 centrifugal charge pump, two positive displacement triplex pumps, filters, wellhead, well casing, tubing, meters, valves, and piping. | 2021-04-06 | 4199812 | 100
23461 | T1 | ONCOR ELECTRIC DELIVERY COMPANY LLC | EVERMAN SWITCH | Latitude = 32.639838, Longitude = -97.25181 | Tarrant County | TX | 76140 | TARRANT | CN603313842 | RN111172003 | Secondary containment comprised of a concrete pad around the transformer, an oil-water separator, and a metal railing. | The following property is used 100% for pollution control and is installed to meet or exceed federal or state regulations: Secondary containment comprised of a concrete pad around the transformer, an oil-water separator, and a metal railing. | 2021-02-25 | 38870 | 100
23462 | T1 | DIAMONDBACK E&P LLC | ALAMEDA 1D | Latitude = 31.622653, Longitude = -103.653349 | Reeves County | TX | 79772 | REEVES | CN604396721 | RN111172011 | ALAMEDA 1D saltwater disposal well site, consisting of two 1,500-barrel gunbarrel tanks, three 1,000-barrel water tanks, two 4x6-10 centrifugal charge pumps, one 39459 centrifugal sump pump, three positive displacement quintuplex pumps, filters, wellhead, well casing, tubing, meters, valves, and piping. | The following property is used 100% for pollution control and is installed to meet or exceed federal or state regulations: ALAMEDA 1D saltwater disposal well site, consisting of two 1,500-barrel gunbarrel tanks, three 1,000-barrel water tanks, two 4x6-10 centrifugal charge pumps, one 39459 centrifugal sump pump, three positive displacement quintuplex pumps, filters, wellhead, well casing, tubing, meters, valves, and piping. | 2021-04-06 | 3210920 | 100
23463 | T1 | ONCOR ELECTRIC DELIVERY COMPANY LLC | LONESOME DRAW SUB | Latitude = 31.475237, Longitude = -101.840082 | Upton County | TX | 79775 | UPTON | CN603313842 | RN111172029 | Secondary containment comprised of a concrete pad around the transformer, an oil-water separator, and a metal railing. | The following property is used 100% for pollution control and is installed to meet or exceed federal or state regulations: Secondary containment comprised of a concrete pad around the transformer, an oil-water separator, and a metal railing. | 2021-02-25 | 60470 | 100
23464 | T1 | DIAMONDBACK E&P LLC | 115 SWD 1 | Latitude = 32.531564, Longitude = -102.16874 | Dawson County | TX | 79331 | DAWSON | CN604396721 | RN111172037 | 115 SWD 1 saltwater disposal well site, consisting of two 750-barrel gunbarrel tanks, six 1,000-barrel water tanks, two 4x6x10 centrifugal charge pumps, one 3x4-8 centrifugal charge pump, one 4x6-13 centrifugal charge pump, two positive displacement quintuplex pumps, two positive displacement triplex pumps, filters, wellhead, well casing, tubing, meters, valves, and piping. | The following property is used 100% for pollution control and is installed to meet or exceed federal or state regulations: 115 SWD 1 saltwater disposal well site, consisting of two 750-barrel gunbarrel tanks, six 1,000-barrel water tanks, two 4x6x10 centrifugal charge pumps, one 3x4-8 centrifugal charge pump, one 4x6-13 centrifugal charge pump, two positive displacement quintuplex pumps, two positive displacement triplex pumps, filters, wellhead, well casing, tubing, meters, valves, and piping. | 2021-04-06 | 2600000 | 100
23465 | T1 | ONCOR ELECTRIC DELIVERY COMPANY LLC | LUFKIN SWITCH | Latitude = 31.369785, Longitude = -94.768884 | Angelina County | TX | 75904 | ANGELINA | CN603313842 | RN111172045 | Secondary containment system consisting of an earthen berm and an oil-water separator. | The following property is used 100% for pollution control and is installed to meet or exceed federal or state regulations: Secondary containment system consisting of an earthen berm and an oil-water separator. | 2021-02-25 | 68840 | 100
23466 | T1 | ONCOR ELECTRIC DELIVERY COMPANY LLC | BRELYN SUBSTATION | Latitude = 32.285845, Longitude = -101.313226 | Howard County | TX | 79511 | HOWARD | CN603313842 | RN111172052 | Secondary containment comprised of a concrete pad around the transformer, an oil-water separator, and a metal railing. | The following property is used 100% for pollution control and is installed to meet or exceed federal or state regulations: Secondary containment comprised of a concrete pad around the transformer, an oil-water separator, and a metal railing. | 2021-02-25 | 32290 | 100
23467 | T1 | ONCOR ELECTRIC DELIVERY COMPANY LLC | CHINA SPRINGS SUB | Latitude = 31.67102, Longitude = -97.304592 | Mclennan County | TX | 76633 | MCLENNAN | CN603313842 | RN111172060 | Secondary containment consisting of a concrete pad around the transformer, an oil-water separator, and a metal railing and trench unit catastrophic secondary containment consisting of an earthen berm, trench containment unit, and separator that contains oil. | The following property is used 100% for pollution control and is installed to meet or exceed federal or state regulations: Secondary containment consisting of a concrete pad around the transformer, an oil-water separator, and a metal railing and trench unit catastrophic secondary containment consisting of an earthen berm, trench containment unit, and separator that contains oil. | 2021-02-25 | 128100 | 100
23468 | T1 | ONCOR ELECTRIC DELIVERY COMPANY LLC | DENTON DRIVE SUB | Latitude = 32.847999, Longitude = -96.871569 | Dallas County | TX | 75220 | DALLAS | CN603313842 | RN111172078 | Secondary containment comprised of a concrete pad around the transformer, an oil-water separator, and a metal railing. | The following property is used 100% for pollution control and is installed to meet or exceed federal or state regulations: Secondary containment comprised of a concrete pad around the transformer, an oil-water separator, and a metal railing. | 2021-02-25 | 56670 | 100
23469 | T1 | ONCOR ELECTRIC DELIVERY COMPANY LLC | FATE SUBSTATION | Latitude = 32.935209, Longitude = -96.393218 | Rockwall County | TX | 75087 | ROCKWALL | CN603313842 | RN111172086 | Secondary containment consisting of a concrete pad around the transformer, an oil-water separator, and a metal railing and trench unit catastrophic secondary containment consisting of an earthen berm, trench containment unit, and separator that contains oil. | The following property is used 100% for pollution control and is installed to meet or exceed federal or state regulations: Secondary containment consisting of a concrete pad around the transformer, an oil-water separator, and a metal railing and trench unit catastrophic secondary containment consisting of an earthen berm, trench containment unit, and separator that contains oil. | 2021-02-25 | 117800 | 100
23470 | T1 | ONCOR ELECTRIC DELIVERY COMPANY LLC | BENBROOK SWITCH | Latitude = 32.685433, Longitude = -97.471904 | Tarrant County | TX | 76126 | TARRANT | CN603313842 | RN111172094 | Secondary containment comprised of a concrete pad around the transformer, an oil-water separator, and a metal railing. | The following property is used 100% for pollution control and is installed to meet or exceed federal or state regulations: Secondary containment comprised of a concrete pad around the transformer, an oil-water separator, and a metal railing. | 2021-02-25 | 117070 | 100
23471 | T1 | ONCOR ELECTRIC DELIVERY COMPANY LLC | HOLLIDAY SUBSTATION | Latitude = 33.807326, Longitude = -98.689086 | Archer County | TX | 76366 | ARCHER | CN603313842 | RN111172102 | Secondary containment consisting of a concrete pad around the transformer, an oil-water separator, and a metal railing and trench unit catastrophic secondary containment consisting of an earthen berm, trench containment unit, and separator that contains oil. | The following property is used 100% for pollution control and is installed to meet or exceed federal or state regulations: Secondary containment consisting of a concrete pad around the transformer, an oil-water separator, and a metal railing and trench unit catastrophic secondary containment consisting of an earthen berm, trench containment unit, and separator that contains oil. | 2021-02-25 | 103160 | 100
23472 | T1 | ONCOR ELECTRIC DELIVERY COMPANY LLC | HUTTO SWITCH | Latitude = 30.549902, Longitude = -97.561343 | Williamson County | TX | 78634 | WILLIAMSON | CN603313842 | RN111172110 | Secondary containment comprised of a concrete pad around the transformer, an oil-water separator, and a metal railing. | The following property is used 100% for pollution control and is installed to meet or exceed federal or state regulations: Secondary containment consisting of a concrete pad around the transformer, an oil-water separator, and a metal railing and trench unit Secondary containment comprised of a concrete pad around the transformer, an oil-water separator, and a metal railing. | 2021-02-25 | 35280 | 100
23473 | T1 | ONCOR ELECTRIC DELIVERY COMPANY LLC | SHIPWRECK SUBSTATION | Latitude = 31.63566, Longitude = -101.693414 | Glasscock County | TX | 79739 | GLASSCOCK | CN603313842 | RN111172128 | Secondary containment comprised of a concrete pad around the transformer, an oil-water separator, and a metal railing. | The following property is used 100% for pollution control and is installed to meet or exceed federal or state regulations: Secondary containment comprised of a concrete pad around the transformer, an oil-water separator, and a metal railing. | 2021-02-25 | 60470 | 100
23474 | T1 | ONCOR ELECTRIC DELIVERY COMPANY LLC | NORTHAVEN SWITCH | 5700 NORTHAVEN | Dallas County | TX | 75230 | DALLAS | CN603313842 | RN110936051 | Secondary containment consisting of an earthen berm, a trench containment unit, and an oil-water separator. | The following property is used 100% for pollution control and is installed to meet or exceed federal or state regulations: Secondary containment consisting of an earthen berm, a trench containment unit, and an oil-water separator. | 2021-02-25 | 91749 | 100
23475 | T1 | ONCOR ELECTRIC DELIVERY COMPANY LLC | WESTON SUBSTATION | Latitude = 33.2558, Longitude = -96.6265 | Collin County | TX | 75071 | COLLIN | CN603313842 | RN110890761 | Secondary containment comprised of a concrete pad around the transformer, an oil-water separator, and a metal railing. | The following property is used 100% for pollution control and is installed to meet or exceed federal or state regulations: Secondary containment comprised of a concrete pad around the transformer, an oil-water separator, and a metal railing. | 2021-02-25 | 29132 | 100
23476 | T1 | ONCOR ELECTRIC DELIVERY COMPANY LLC | HILLSBORO SWITCH | Latitude = 32.015389, Longitude = -97.137602 | Hill County | TX | 76645 | HILL | CN603313842 | RN111172136 | Secondary containment comprised of a concrete pad around the transformer, an oil-water separator, and a metal railing. | The following property is used 100% for pollution control and is installed to meet or exceed federal or state regulations: Secondary containment comprised of a concrete pad around the transformer, an oil-water separator, and a metal railing. | 2021-02-25 | 29270 | 100
23477 | T1 | ONCOR ELECTRIC DELIVERY COMPANY LLC | PARIS SERVICE CENTER | 4200 HWY 271 N | POWDERLY | TX | 75473 | LAMAR | CN603313842 | RN101641744 | Secondary containment consisting of a metal moat. | The following property is used 100% for pollution control and is installed to meet or exceed federal or state regulations: Secondary containment consisting of a metal moat. | 2021-02-25 | 22405 | 100
23478 | T1 | ONCOR ELECTRIC DELIVERY COMPANY LLC | SOUTHLAKE SUBSTATION | Latitude = 32.986515, Longitude = -97.166018 | Denton County | TX | 76092 | DENTON | CN603313842 | RN111172151 | Secondary containment comprised of a concrete pad around the transformer, an oil-water separator, and a metal railing. | The following property is used 100% for pollution control and is installed to meet or exceed federal or state regulations: Secondary containment comprised of a concrete pad around the transformer, an oil-water separator, and a metal railing. | 2021-02-25 | 45183 | 100
23479 | T1 | ONCOR ELECTRIC DELIVERY COMPANY LLC | BEALS CREEK SUBSTATION | Latitude = 32.246204, Longitude = -101.551986 | Howard County | TX | 79720 | HOWARD | CN603313842 | RN111172169 | Secondary containment comprised of a concrete pad around the transformer, an oil-water separator, and a metal railing. | The following property is used 100% for pollution control and is installed to meet or exceed federal or state regulations: Secondary containment comprised of a concrete pad around the transformer, an oil-water separator, and a metal railing. | 2021-02-25 | 60470 | 100
23480 | T1 | ONCOR ELECTRIC DELIVERY COMPANY LLC | NORTHWARD SUBSTATION | Latitude = 31.637314, Longitude = -103.072159 | Ward County | TX | 79756 | WARD | CN603313842 | RN111172177 | Secondary containment comprised of a concrete pad around the transformer, an oil-water separator, and a metal railing. | The following property is used 100% for pollution control and is installed to meet or exceed federal or state regulations: Secondary containment comprised of a concrete pad around the transformer, an oil-water separator, and a metal railing. | 2021-02-25 | 32190 | 100
23481 | T1 | ONCOR ELECTRIC DELIVERY COMPANY LLC | DUPUY SUBSTATION | Latitude = 31.510247, Longitude = -97.18263 | Mclennan County | TX | 76710 | MCLENNAN | CN603313842 | RN110972833 | Secondary containment consisting of a concrete pad around the transformer, an oil-water separator, and a metal railing and trench unit catastrophic secondary containment consisting of an earthen berm, trench containment unit, and separator that contains oil. | The following property is used 100% for pollution control and is installed to meet or exceed federal or state regulations: Secondary containment consisting of a concrete pad around the transformer, an oil-water separator, and a metal railing and trench unit catastrophic secondary containment consisting of an earthen berm, trench containment unit, and separator that contains oil. | 2021-02-25 | 159676 | 100
23482 | T1 | ONCOR ELECTRIC DELIVERY COMPANY LLC | BIRD NEST SUBSTATION | Latitude = 30.420029, Longitude = -97.581553 | Travis County | TX | 78660 | TRAVIS | CN603313842 | RN111172185 | Secondary containment consisting of a concrete pad around the transformer, an oil-water separator, and a metal railing and trench unit catastrophic secondary containment consisting of an earthen berm, trench containment unit, and separator that contains oil. | The following property is used 100% for pollution control and is installed to meet or exceed federal or state regulations: Secondary containment consisting of a concrete pad around the transformer, an oil-water separator, and a metal railing and trench unit catastrophic secondary containment consisting of an earthen berm, trench containment unit, and separator that contains oil. | 2021-02-25 | 75922 | 100
23483 | T1 | ONCOR ELECTRIC DELIVERY COMPANY LLC | PAYNE SWITCH | Latitude = 33.61481, Longitude = -96.625766 | Grayson County | TX | 75092 | GRAYSON | CN603313842 | RN111172193 | Secondary containment consisting of a concrete pad around the transformer, an oil-water separator, and a metal railing and trench unit catastrophic secondary containment consisting of an earthen berm, trench containment unit, and separator that contains oil. | The following property is used 100% for pollution control and is installed to meet or exceed federal or state regulations: Secondary containment consisting of a concrete pad around the transformer, an oil-water separator, and a metal railing and trench unit catastrophic secondary containment consisting of an earthen berm, trench containment unit, and separator that contains oil. | 2021-02-25 | 75922 | 100
23484 | T1 | ONCOR ELECTRIC DELIVERY COMPANY LLC | CARROLLTON FRANKFORD SUBSTATION | Latitude = 32.998428, Longitude = -96.930629 | Dallas County | TX | 75007 | DALLAS | CN603313842 | RN111172201 | Secondary containment consisting of a concrete pad around the transformer, an oil-water separator, and a metal railing and trench unit catastrophic secondary containment consisting of an earthen berm, trench containment unit, and separator that contains oil. | The following property is used 100% for pollution control and is installed to meet or exceed federal or state regulations: Secondary containment consisting of a concrete pad around the transformer, an oil-water separator, and a metal railing and trench unit catastrophic secondary containment consisting of an earthen berm, trench containment unit, and separator that contains oil. | 2021-02-25 | 148190 | 100
23485 | T1 | ONCOR ELECTRIC DELIVERY COMPANY LLC | BENNETT RD SWITCH | Latitude = 33.8976, Longitude = -98.4859 | Wise County | TX | 76234 | WISE | CN603313842 | RN111172219 | Secondary containment consisting of a concrete pad around the transformer, an oil-water separator, and a metal railing and trench unit catastrophic secondary containment consisting of an earthen berm, trench containment unit, and separator that contains oil. | The following property is used 100% for pollution control and is installed to meet or exceed federal or state regulations: Secondary containment consisting of a concrete pad around the transformer, an oil-water separator, and a metal railing and trench unit catastrophic secondary containment consisting of an earthen berm, trench containment unit, and separator that contains oil. | 2021-03-04 | 103970 | 100
23486 | T1 | ONCOR ELECTRIC DELIVERY COMPANY LLC | INTERNATIONAL AIRPORT SUBSTATION | Latitude = 32.818831, Longitude = -97.063472 | Tarrant County | TX | 76040 | TARRANT | CN603313842 | RN111172227 | Secondary containment consisting of a concrete pad around the transformer, an oil-water separator, and a metal railing and trench unit catastrophic secondary containment consisting of an earthen berm, trench containment unit, and separator that contains oil. | The following property is used 100% for pollution control and is installed to meet or exceed federal or state regulations: Secondary containment consisting of a concrete pad around the transformer, an oil-water separator, and a metal railing and trench unit catastrophic secondary containment consisting of an earthen berm, trench containment unit, and separator that contains oil. | 2021-03-04 | 134040 | 100
23487 | T1 | ONCOR ELECTRIC DELIVERY COMPANY LLC | ELKTON SUBSTATION | 13790 COUNTY ROAD 192 | TYLER | TX | 75703 | SMITH | CN603313842 | RN109627588 | Secondary containment consisting of a concrete pad around the transformer, an oil-water separator, and a metal railing and oil-water separator and catastrophic secondary containment consisting of an earthen berm, trench containment unit, and separator that contains oil. | The following property is used 100% for pollution control and is installed to meet or exceed federal or state regulations: Secondary containment consisting of a concrete pad around the transformer, an oil-water separator, and a metal railing and oil-water separator and catastrophic secondary containment consisting of an earthen berm, trench containment unit, and separator that contains oil. | 2021-03-04 | 93580 | 100
23488 | T1 | ONCOR ELECTRIC DELIVERY COMPANY LLC | GREYS LAKE SUBSTATION | Latitude = 32.449745, Longitude = -95.23002 | Smith County | TX | 75708 | SMITH | CN603313842 | RN110648961 | Secondary containment consisting of an earthen berm, a trench containment unit, and an oil-water separator. | The following property is used 100% for pollution control and is installed to meet or exceed federal or state regulations: Secondary containment consisting of an earthen berm, a trench containment unit, and an oil-water separator. | 2021-03-04 | 87642 | 100
23489 | T1 | ONCOR ELECTRIC DELIVERY COMPANY LLC | WHITE SETTLEMENT WEST TAP | Latitude = 32.769, Longitude = -97.508 | Tarrant County | TX | 76108 | TARRANT | CN603313842 | RN110042314 | Secondary containment consisting of an earthen berm, a trench containment unit, and an oil-water separator. | The following property is used 100% for pollution control and is installed to meet or exceed federal or state regulations: Secondary containment consisting of an earthen berm, a trench containment unit, and an oil-water separator. | 2021-03-04 | 81140 | 100
23490 | T1 | ONCOR ELECTRIC DELIVERY COMPANY LLC | BARSTOW NW SUBSTATION | Latitude = 31.49749, Longitude = -103.47158 | Ward County | TX | 79772 | WARD | CN603313842 | RN111172235 | Secondary containment comprised of a concrete pad around the transformer, an oil-water separator, and a metal railing. | The following property is used 100% for pollution control and is installed to meet or exceed federal or state regulations: Secondary containment comprised of a concrete pad around the transformer, an oil-water separator, and a metal railing. | 2021-03-04 | 33190 | 100
23491 | T1 | ONCOR ELECTRIC DELIVERY COMPANY LLC | COURTLAND SWITCH | Latitude = 32.656215, Longitude = -97.13062 | Tarrant County | TX | 76017 | TARRANT | CN603313842 | RN111172243 | Secondary containment consisting of an earthen berm, a trench containment unit, and an oil-water separator. | The following property is used 100% for pollution control and is installed to meet or exceed federal or state regulations: Secondary containment consisting of an earthen berm, a trench containment unit, and an oil-water separator. | 2021-03-04 | 221430 | 100
23492 | T1 | ONCOR ELECTRIC DELIVERY COMPANY LLC | ROCKY CREEK SWITCH | Latitude = 32.595947, Longitude = -97.43955 | Johnson County | TX | 76036 | JOHNSON | CN603313842 | RN111172250 | Secondary containment system consisting of an earthen berm and an oil-water separator. | The following property is used 100% for pollution control and is installed to meet or exceed federal or state regulations: Secondary containment system consisting of an earthen berm and an oil-water separator. | 2021-03-04 | 48685 | 100
23493 | T1 | ONCOR ELECTRIC DELIVERY COMPANY LLC | JACKSONVILLE SWITCH | Latitude = 31.981001, Longitude = -95.257629 | Cherokee County | TX | 75766 | CHEROKEE | CN603313842 | RN111172268 | Secondary containment consisting of a concrete pad around the transformer, an oil-water separator, and a metal railing and trench unit catastrophic secondary containment consisting of an earthen berm, trench containment unit, and separator that contains oil. | The following property is used 100% for pollution control and is installed to meet or exceed federal or state regulations: Secondary containment consisting of a concrete pad around the transformer, an oil-water separator, and a metal railing and trench unit catastrophic secondary containment consisting of an earthen berm, trench containment unit, and separator that contains oil. | 2021-03-04 | 118607 | 100
23494 | T1 | CORPUS CHRISTI LIQUEFACTION LLC | CORPUS CHRISTI LIQUEFACTION | 622 HWY 35 | GREGORY | TX | 78359 | SAN PATRICIO | CN604136374 | RN104104716 | Submerged fill pipes in the following tanks DSLTK1, DSLTk2, DSLTK3, DSLTK4, FWPTK1, FWPTK2, GDFTK1, and GDFTK2. | The following property is used 100% for pollution control and is installed to meet or exceed federal or state regulations: Submerged fill pipes in the following tanks DSLTK1, DSLTk2, DSLTK3, DSLTK4, FWPTK1, FWPTK2, GDFTK1, and GDFTK2. | 2021-03-17 | 16500 | 100
23495 | T2 | CORPUS CHRISTI LIQUEFACTION LLC | CORPUS CHRISTI LIQUEFACTION | 622 HWY 35 | GREGORY | TX | 78359 | SAN PATRICIO | CN604136374 | RN104104716 | Pollution control portion of the Train 1 amine regeneration system consisting of rich/lean solvent heat exchangers (11E-1203A/B/C/D/E), solvent regenerator (11V-1202), regenerator overhead condenser (11E-1202), regenerator reflux pumps (11P-1203A/B), solvent regenerator reflux drum (11V-1206), back pressure controller for solvent regenerator, H2S removal package (11PK-1901), lean solvent filter (11F-1201), carbon treater (11F-1205), lean solvent after filter (11F-1204), amine sump drain (11V-1209), amine sump pump (11P-1206), amine sump filter (11F-206), antifoam injection skid (11PK-1201) and associated piping. | The following property is used 100% for pollution control and is installed to meet or exceed federal or state regulations: Pollution control portion of the Train 1 amine regeneration system consisting of rich/lean solvent heat exchangers (11E-1203A/B/C/D/E), solvent regenerator (11V-1202), regenerator overhead condenser (11E-1202), regenerator reflux pumps (11P-1203A/B), solvent regenerator reflux drum (11V-1206), back pressure controller for solvent regenerator, H2S removal package (11PK-1901), lean solvent filter (11F-1201), carbon treater (11F-1205), lean solvent after filter (11F-1204), amine sump drain (11V-1209), amine sump pump (11P-1206), amine sump filter (11F-206), antifoam injection skid (11PK-1201) and associated piping. | 2021-03-22 | 44000000 | 100
23496 | T1 | TXI OPERATIONS LP | TRAVIS AGGREGATES | 18601 FM 969 | WEBBERVILLE | TX | 78653 | TRAVIS | CN600125157 | RN104282611 | 2013 Komatsu HM400WT water truck with an 8,000-gallon water tank. | The following property is used 100% for pollution control and is installed to meet or exceed federal or state regulations: 2013 Komatsu HM400WT water truck with an 8,000-gallon water tank. | 2021-04-14 | 324008 | 100
23497 | T1 | TXI OPERATIONS LP | TXI - TAYLOR READY MIX | Latitude = 30.5742, Longitude = -97.3788 | Williamson County | TX | 76574 | WILLIAMSON | CN600125157 | RN106108749 | Dust collector. | The following property is used 100% for pollution control and is installed to meet or exceed federal or state regulations: Dust collector. | 2021-04-29 | 15000 | 100
23498 | T3 | CORPUS CHRISTI LIQUEFACTION LLC | CORPUS CHRISTI LIQUEFACTION | 622 HWY 35 | GREGORY | TX | 78359 | SAN PATRICIO | CN604136374 | RN104104716 | Boil off gas (BOG) system comprised of West Jetty LNG Transfer Arm Hybrid Ship Vapor/Return Vapor line to BOG Header, West Jetty Vapor Arm Ship Vapor Return Line, East Jetty LNG Transfer Arm Hybrid Ship Vapor/Return Vapor line to BOG Header, East Jetty Vapor Arm Ship Vapor Return Line, Composite Sampler 00SP-24110, Valtronics Manual Sampler 20SP-24110, BOG Compressors 00C2401A-E, BOG Compressors Lube Oil Coolers 00C2401A-E, BOG Header, and BOG Piping from LNG Storage Tanks A/B/C vents to BOG Header. | The following property is used 88% for pollution control and is installed to meet or exceed federal or state regulations: Boil off gas (BOG) system comprised of West Jetty LNG Transfer Arm Hybrid Ship Vapor/Return Vapor line to BOG Header, West Jetty Vapor Arm Ship Vapor Return Line, East Jetty LNG Transfer Arm Hybrid Ship Vapor/Return Vapor line to BOG Header, East Jetty Vapor Arm Ship Vapor Return Line, Composite Sampler 00SP-24110, Valtronics Manual Sampler 20SP-24110, BOG Compressors 00C2401A-E, BOG Compressors Lube Oil Coolers 00C2401A-E, BOG Header, and BOG Piping from LNG Storage Tanks A/B/C vents to BOG Header. | 2021-04-14 | 53300000 | 88
23499 | T1 | TXI OPERATIONS LP | TXI GEORGETOWN READY MIX | 610 LEANDER RD | GEORGETOWN | TX | 78626 | WILLIAMSON | CN600125157 | RN101858694 | 2015 INTL 4300 TYMCO Sweeper. | The following property is used 100% for pollution control and is installed to meet or exceed federal or state regulations: 2015 INTL 4300 TYMCO Sweeper. | 2021-04-15 | 202884 | 100
23500 | T1 | TXI OPERATIONS LP | TXI GEORGETOWN READY MIX | 610 LEANDER RD | GEORGETOWN | TX | 78626 | WILLIAMSON | CN600125157 | RN101858694 | Dust collector. | The following property is used 100% for pollution control and is installed to meet or exceed federal or state regulations: Dust collector. | 2021-04-29 | 101732 | 100
23501 | T1 | TXI OPERATIONS LP | TXI - LEANDER READY MIX | 3901 HWY 183 | Williamson County | TX | 78641 | WILLIAMSON | CN600125157 | RN106108715 | Dust collector | The following property is used 100% for pollution control and is installed to meet or exceed federal or state regulations: Dust collector. | 2021-04-15 | 24000 | 100
23502 | T1 | TXI OPERATIONS LP | TXI MIDLOTHIAN READY MIX | 3030 HWY 67 MIDLOTHIAN TX 76065 | Ellis County | TX | 76065 | ELLIS | CN600125157 | RN102176435 | Dust collector | The following property is used 100% for pollution control and is installed to meet or exceed federal or state regulations: Dust collector. | 2021-04-15 | 23609 | 100
23503 | T1 | RATLIFF READY-MIX LP | ENNIS | 3200 SPUR 469 | ENNIS | TX | 75119 | ELLIS | CN602805442 | RN104356829 | Dust collector | The following property is used 100% for pollution control and is installed to meet or exceed federal or state regulations: Dust collector. | 2021-04-15 | 65732 | 100
23504 | T1 | TXI OPERATIONS LP | TXI - HILLSBORO READY MIX | 119 INDUSTRIAL LOOP | HILLSBORO | TX | 76645 | HILL | CN600125157 | RN106108764 | Dust collector | The following property is used 100% for pollution control and is installed to meet or exceed federal or state regulations: Dust collector. | 2021-04-15 | 69726 | 100
23505 | T1 | MARTIN MARIETTA MATERIALS SOUTHWEST LLC | ROBSTOWN RAIL YARD | 3901 COUNTY ROAD 36 | ROBSTOWN | TX | 78380 | NUECES | CN605057868 | RN106269210 | Sweeper truck 8’ 4 wheel cab. | The following property is used 100% for pollution control and is installed to meet or exceed federal or state regulations: Sweeper truck 8’ 4 wheel cab. | 2021-04-15 | 29747 | 100
23506 | T1 | MARTIN MARIETTA MATERIALS SOUTHWEST LLC | MARTIN MARIETTA MATERIALS ARCOLA PLANT | 5730 OLD ALVIN RD | Fort Bend County | TX | 77583 | FORT BEND | CN605057868 | RN102844198 | Freightliner M2 water truck with a 2,000-gallon water tank. | The following property is used 100% for pollution control and is installed to meet or exceed federal or state regulations: Freightliner M2 water truck with a 2,000-gallon water tank. | 2021-04-15 | 82099 | 100
23507 | T1 | TXI OPERATIONS LP | HUNTER FACILITY | 7781 FM 1102 | NEW BRAUNFELS | TX | 78132 | COMAL | CN600125157 | RN100212067 | Dust collector | The following property is used 100% for pollution control and is installed to meet or exceed federal or state regulations: Dust collector. | 2021-04-15 | 74589 | 100
23508 | T1 | SAN MIGUEL ELECTRIC COOPERATIVE INC | SAN MIGUEL ELECTRIC PLANT | 6200 FM 3387 | Atascosa County | TX | 78026 | ATASCOSA | CN600132278 | RN100226539 | Continuous emissions monitoring system (CEMS) MET sorbent trap sampling system | The following property is used 100% for pollution control and is installed to meet or exceed federal or state regulations: MET-80 sorbent trap emissions monitoring system. | 2021-04-06 | 71150.84 | 100
23509 | T1 | SAN MIGUEL ELECTRIC COOPERATIVE INC | SAN MIGUEL ELECTRIC PLANT | 6200 FM 3387 | Atascosa County | TX | 78026 | ATASCOSA | CN600132278 | RN100226539 | Three railcars for dedicated use with the wet flue gas desulfurization system. | The following property is used 100% for pollution control and is installed to meet or exceed federal or state regulations: Three railcars for dedicated use with the wet flue gas desulfurization system. | 2021-04-15 | 112888.5 | 100
23510 | T1 | EL PASO ELECTRIC COMPANY | MONTANA POWER STATION | 13511B MONTANA AVE | EL PASO | TX | 79938 | EL PASO | CN600352819 | RN106392624 | SCR systems consisting of two ammonia storage tanks, two forwarding pumps, four vapor chambers, four dilution air heaters and temperature control panels, eight dilution air blowers and motors, four SCR injection manifold units and drives, four catalysts, four bundle heaters, four fans, four atomization heaters, four flow control valves, four flow meters, and four heater controllers. | The following property is used 100% for pollution control and is installed to meet or exceed federal or state regulations: SCR systems consisting of two ammonia storage tanks, two forwarding pumps, four vapor chambers, four dilution air heaters and temperature control panels, eight dilution air blowers and motors, four SCR injection manifold units and drives, four catalysts, four bundle heaters, four fans, four atomization heaters, four flow control valves, four flow meters, and four heater controllers. | 2021-03-11 | 8488756 | 100
23511 | T1 | BAYPORT POLYMERS LLC | BAYPORT POLYMERS | 7600 32ND ST | PORT ARTHUR | TX | 77642 | JEFFERSON | CN605458397 | RN109845768 | Ground flare system consisting of a wet flare header and associated wet flare knockout drum V-4601, wet flare pumps P-4601A/R, intermediate wet flare knockout drum V-1722, intermediate wet flare liquid transfer pot V-1723, dry flare header and associated dry flare knockout drum V-4602, dry flare superheater E-4603, dry flare methanol vaporizer E-4604, cold liquid drain header and associated liquid drain vaporizer E-4601A/R, methanol vaporizer E-4602, high pressure ground flare package Z-4601 with 304 burners and 62 spare burners, and the 306 foot by 215 foot area of land occupied by the ground flare. | The following property is used 100% for pollution control and is installed to meet or exceed federal or state regulations: Ground flare system consisting of a wet flare header and associated wet flare knockout drum V-4601, wet flare pumps P-4601A/R, intermediate wet flare knockout drum V-1722, intermediate wet flare liquid transfer pot V-1723, dry flare header and associated dry flare knockout drum V-4602, dry flare superheater E-4603, dry flare methanol vaporizer E-4604, cold liquid drain header and associated liquid drain vaporizer E-4601A/R, methanol vaporizer E-4602, high pressure ground flare package Z-4601 with 304 burners and 62 spare burners, and the 306 foot by 215 foot area of land occupied by the ground flare. | 2021-03-26 | 19556057 | 100
23512 | T1 | EL PASO ELECTRIC COMPANY | MONTANA POWER STATION | 13511B MONTANA AVE | EL PASO | TX | 79938 | EL PASO | CN600352819 | RN106392624 | Water injection skids and ancillary equipment on four units and water treatment system to produce distilled water for injection. | The following property is used 100% for pollution control and is installed to meet or exceed federal or state regulations: Water injection skids and ancillary equipment on four units and water treatment system to produce distilled water for injection. | 2021-03-11 | 6166521 | 100
23513 | T1 | CACTUS II PIPELINE LLC | CACTUS II PIPELINE SEGMENT IN ZAVALA COUNTY | CACTUS II PIPELINE SEGMENT IN ZAVALA COUNTY | Zavala County | TX | 78839 | ZAVALA | CN605615046 | RN111178653 | Sedimentation and erosion controls consisting of slope breakers, silt fences, sedimentation barriers, staked hay or straw bales, matting and diking. | The following property is used 100% for pollution control and is installed to meet or exceed federal or state regulations: Sedimentation and erosion controls consisting of slope breakers, silt fences, sedimentation barriers, staked hay or straw bales, matting and diking. | 2021-03-17 | 8469491 | 100
23514 | T1 | CACTUS II PIPELINE LLC | CACTUS II PIPELINE SEGMENT IN VAL VERDE COUNTY | CACTUS II PIPELINE SEGMENT IN VAL VERDE COUNTY | Val Verde County | TX | 78840 | VAL VERDE | CN605615046 | RN111178661 | Sedimentation and erosion controls consisting of slope breakers, silt fences, sedimentation barriers, staked hay or straw bales, matting and diking. | The following property is used 100% for pollution control and is installed to meet or exceed federal or state regulations: Sedimentation and erosion controls consisting of slope breakers, silt fences, sedimentation barriers, staked hay or straw bales, matting and diking. | 2021-03-17 | 12968840 | 100
23515 | T1 | CACTUS II PIPELINE LLC | CACTUS II PIPELINE SEGMENT IN UPTON COUNTY | CACTUS II PIPELINE SEGMENT IN UPTON COUNTY | Upton County | TX | 79787 | UPTON | CN605615046 | RN111178679 | Sedimentation and erosion controls consisting of slope breakers, silt fences, sedimentation barriers, staked hay or straw bales, matting and diking. | The following property is used 100% for pollution control and is installed to meet or exceed federal or state regulations: Sedimentation and erosion controls consisting of slope breakers, silt fences, sedimentation barriers, staked hay or straw bales, matting and diking. | 2021-03-17 | 1768513 | 100
23516 | T1 | CACTUS II PIPELINE LLC | CACTUS II PIPELINE SEGMENT IN SAN PATRICIO COUNTY | CACTUS II PIPELINE SEGMENT IN SAN PATRICIO COUNTY | San Patricio County | TX | 78387 | SAN PATRICIO | CN605615046 | RN111178687 | Sedimentation and erosion controls consisting of slope breakers, silt fences, sedimentation barriers, staked hay or straw bales, matting and diking. | The following property is used 100% for pollution control and is installed to meet or exceed federal or state regulations: Sedimentation and erosion controls consisting of slope breakers, silt fences, sedimentation barriers, staked hay or straw bales, matting and diking. | 2021-03-17 | 8943975 | 100
23517 | T1 | CACTUS II PIPELINE LLC | CACTUS II PIPELINE SEGMENT IN MCMULLEN COUNTY | CACTUS II PIPELINE SEGMENT IN MCMULLEN COUNTY | Mcmullen County | TX | 78072 | MCMULLEN | CN605615046 | RN111178695 | Sedimentation and erosion controls consisting of slope breakers, silt fences, sedimentation barriers, staked hay or straw bales, matting and diking. | The following property is used 100% for pollution control and is installed to meet or exceed federal or state regulations: Sedimentation and erosion controls consisting of slope breakers, silt fences, sedimentation barriers, staked hay or straw bales, matting and diking. | 2021-03-17 | 4961662 | 100
23518 | T1 | CACTUS II PIPELINE LLC | CACTUS II PIPELINE SEGMENT IN MAVERICK COUNTY | CACTUS II PIPELINE SEGMENT IN MAVERICK COUNTY | Maverick County | TX | 78852 | MAVERICK | CN605615046 | RN111178703 | Sedimentation and erosion controls consisting of slope breakers, silt fences, sedimentation barriers, staked hay or straw bales, matting and diking. | The following property is used 100% for pollution control and is installed to meet or exceed federal or state regulations: Sedimentation and erosion controls consisting of slope breakers, silt fences, sedimentation barriers, staked hay or straw bales, matting and diking. | 2021-03-17 | 267260 | 100
23519 | T1 | CACTUS II PIPELINE LLC | CACTUS II PIPELINE SEGMENT IN LIVE OAK COUNTY | CACTUS II PIPELINE SEGMENT IN LIVE OAK COUNTY | Live Oak County | TX | 78022 | LIVE OAK | CN605615046 | RN111178711 | Sedimentation and erosion controls consisting of slope breakers, silt fences, sedimentation barriers, staked hay or straw bales, matting and diking. | The following property is used 100% for pollution control and is installed to meet or exceed federal or state regulations: Sedimentation and erosion controls consisting of slope breakers, silt fences, sedimentation barriers, staked hay or straw bales, matting and diking. | 2021-03-17 | 6464128 | 100
23520 | T1 | CACTUS II PIPELINE LLC | CACTUS II PIPELINE SEGMENT IN LA SALLE COUNTY | CACTUS II PIPELINE SEGMENT IN LA SALLE COUNTY | La Salle County | TX | 78014 | LA SALLE | CN605615046 | RN111178729 | Sedimentation and erosion controls consisting of slope breakers, silt fences, sedimentation barriers, staked hay or straw bales, matting and diking. | The following property is used 100% for pollution control and is installed to meet or exceed federal or state regulations: Sedimentation and erosion controls consisting of slope breakers, silt fences, sedimentation barriers, staked hay or straw bales, matting and diking. | 2021-03-17 | 6203093 | 100
23521 | T1 | CACTUS II PIPELINE LLC | CACTUS II PIPELINE SEGMENT IN KINNEY COUNTY | CACTUS II PIPELINE SEGMENTIN KINNEY COUNTY | Kinney County | TX | 78832 | KINNEY | CN605615046 | RN111178737 | Sedimentation and erosion controls consisting of slope breakers, silt fences, sedimentation barriers, staked hay or straw bales, matting and diking. | The following property is used 100% for pollution control and is installed to meet or exceed federal or state regulations: Sedimentation and erosion controls consisting of slope breakers, silt fences, sedimentation barriers, staked hay or straw bales, matting and diking. | 2021-03-17 | 6660718 | 100
23522 | T1 | CACTUS II PIPELINE LLC | CACTUS II PIPELINE SEGMENT IN FRIO COUNTY | CACTUS II PIPELINE SEGMENT IN FRIO COUNTY | Frio County | TX | 78061 | FRIO | CN605615046 | RN111178745 | Sedimentation and erosion controls consisting of slope breakers, silt fences, sedimentation barriers, staked hay or straw bales, matting and diking. | The following property is used 100% for pollution control and is installed to meet or exceed federal or state regulations: Sedimentation and erosion controls consisting of slope breakers, silt fences, sedimentation barriers, staked hay or straw bales, matting and diking. | 2021-03-17 | 1810024 | 100
23523 | T1 | CACTUS II PIPELINE LLC | CACTUS II PIPELINE SEGMENT IN CROCKETT COUNTY | CACTUS II PIPELINE SEGMENT IN CROCKETT COUNTY | Crockett County | TX | 76943 | CROCKETT | CN605615046 | RN111178752 | Sedimentation and erosion controls consisting of slope breakers, silt fences, sedimentation barriers, staked hay or straw bales, matting and diking. | The following property is used 100% for pollution control and is installed to meet or exceed federal or state regulations: Sedimentation and erosion controls consisting of slope breakers, silt fences, sedimentation barriers, staked hay or straw bales, matting and diking. | 2021-03-17 | 13152053 | 100
23524 | T1 | RATTLER MIDSTREAM OPERATING LLC | ZOLLER 34-113 1D | Latitude = 31.445381, Longitude = -103.196532 | Ward County | TX | 79777 | WARD | CN605853340 | RN111179321 | ZOLLER 34-113 1D saltwater disposal well site, consisting of four 500-barrel water tanks, two 1,000-barrel gunbarrel tanks, two 3x4-10 centrifugal charge pumps, one centrifugal sump pump, three positive displacement quintuplex pumps, filters, wellhead, well casing, tubing, meters, valves, and piping. | The following property is used 100% for pollution control and is installed to meet or exceed federal or state regulations: ZOLLER 34-113 1D saltwater disposal well site, consisting of four 500-barrel water tanks, two 1,000-barrel gunbarrel tanks, two 3x4-10 centrifugal charge pumps, one centrifugal sump pump, three positive displacement quintuplex pumps, filters, wellhead, well casing, tubing, meters, valves, and piping. | 2021-04-06 | 528062 | 100
23525 | T1 | RATTLER MIDSTREAM OPERATING LLC | WILD COW 2D | Latitude = 31.640385, Longitude = -103.543567 | Reeves County | TX | 79772 | REEVES | CN605853340 | RN111179339 | WILD COW 2D saltwater disposal well site, consisting of three 1,000-barrel water tanks, one 1,500-barrel gunbarrel tank, two 4x6-13 centrifugal charge pumps, one centrifugal sump pump, three positive displacement quintuplex pumps, filters, wellhead, well casing, tubing, meters, valves, and piping. | The following property is used 100% for pollution control and is installed to meet or exceed federal or state regulations: WILD COW 2D saltwater disposal well site, consisting of three 1,000-barrel water tanks, one 1,500-barrel gunbarrel tank, two 4x6-13 centrifugal charge pumps, one centrifugal sump pump, three positive displacement quintuplex pumps, filters, wellhead, well casing, tubing, meters, valves, and piping. | 2021-04-06 | 3680000 | 100
23526 | T1 | RATTLER MIDSTREAM OPERATING LLC | WILD COW 1D | Latitude = 31.636917, Longitude = -103.535066 | Reeves County | TX | 79772 | REEVES | CN605853340 | RN111179347 | WILD COW 1D saltwater disposal well site, consisting of three 1,000-barrel water tanks, one 1,500-barrel gunbarrel tank, two 4x6-13 centrifugal charge pumps, one centrifugal sump pump, three positive displacement quintuplex pumps, filters, wellhead, well casing, tubing, meters, valves, and piping. | The following property is used 100% for pollution control and is installed to meet or exceed federal or state regulations: WILD COW 1D saltwater disposal well site, consisting of three 1,000-barrel water tanks, one 1,500-barrel gunbarrel tank, two 4x6-13 centrifugal charge pumps, one centrifugal sump pump, three positive displacement quintuplex pumps, filters, wellhead, well casing, tubing, meters, valves, and piping. | 2021-04-06 | 3680000 | 100
23527 | T1 | RATTLER MIDSTREAM OPERATING LLC | WILBANKS 16 6D | Latitude = 32.354622, Longitude = -101.760945 | Martin County | TX | 79749 | MARTIN | CN605853340 | RN111179354 | WILBANKS 16 6D saltwater disposal well site, consisting of four 1,000-barrel water tanks, one 1,500-barrel gunbarrel tank, two 4x6-13 centrifugal charge pumps, one 1x1 centrifugal sump pump, three positive displacement quintuplex pumps, filters, wellhead, well casing, tubing, meters, valves, and piping. | The following property is used 100% for pollution control and is installed to meet or exceed federal or state regulations: WILBANKS 16 6D saltwater disposal well site, consisting of four 1,000-barrel water tanks, one 1,500-barrel gunbarrel tank, two 4x6-13 centrifugal charge pumps, one 1x1 centrifugal sump pump, three positive displacement quintuplex pumps, filters, wellhead, well casing, tubing, meters, valves, and piping. | 2021-04-06 | 3680000 | 100
23528 | T1 | RATTLER MIDSTREAM OPERATING LLC | WEATHERBY SWD 1 | Latitude = 31.148887, Longitude = -103.132547 | Pecos County | TX | 79730 | PECOS | CN605853340 | RN111179362 | WEATHERBY SWD 1 saltwater disposal well site, consisting of three 750-barrel water tanks, one 1,000-barrel gunbarrel tank, two 4x6x10 centrifugal charge pumps, two 1x1.5-6 centrifugal circulating pumps, one 1x1.5-6 centrifugal sump pump, two positive displacement quintuplex pumps, filters, wellhead, well casing, tubing, meters, valves, and piping. | The following property is used 100% for pollution control and is installed to meet or exceed federal or state regulations: WEATHERBY SWD 1 saltwater disposal well site, consisting of three 750-barrel water tanks, one 1,000-barrel gunbarrel tank, two 4x6x10 centrifugal charge pumps, two 1x1.5-6 centrifugal circulating pumps, one 1x1.5-6 centrifugal sump pump, two positive displacement quintuplex pumps, filters, wellhead, well casing, tubing, meters, valves, and piping. | 2021-04-06 | 4574940 | 100
23529 | T1 | RATTLER MIDSTREAM OPERATING LLC | VICTORY 1D | Latitude = 31.599485, Longitude = -103.655018 | Reeves County | TX | 79772 | REEVES | CN605853340 | RN111179370 | WEATHERBY SWD 1 saltwater disposal well site, consisting of three 750-barrel water tanks, one 1,000-barrel gunbarrel tank, two 4x6x10 centrifugal charge pumps, two 1x1.5-6 centrifugal circulating pumps, one 1x1.5-6 centrifugal sump pump, two positive displacement quintuplex pumps, filters, wellhead, well casing, tubing, meters, valves, and piping. | The following property is used 100% for pollution control and is installed to meet or exceed federal or state regulations: WEATHERBY SWD 1 saltwater disposal well site, consisting of three 750-barrel water tanks, one 1,000-barrel gunbarrel tank, two 4x6x10 centrifugal charge pumps, two 1x1.5-6 centrifugal circulating pumps, one 1x1.5-6 centrifugal sump pump, two positive displacement quintuplex pumps, filters, wellhead, well casing, tubing, meters, valves, and piping. | 2021-04-05 | 3680000 | 100
23530 | T1 | RATTLER MIDSTREAM OPERATING LLC | SUTER FARMS SWD | Latitude = 31.11601, Longitude = -103.067603 | Pecos County | TX | 79730 | PECOS | CN605853340 | RN111179388 | SUTER FARMS SWD saltwater disposal well site, consisting of three 750-barrel water tanks, one 1,000-barrel gunbarrel tank, two 1.5x3-10 centrifugal charge pumps, one centrifugal circulating pump, two multi-stage centrifugal injection pumps, filters, wellhead, well casing, tubing, meters, valves, and piping. | The following property is used 100% for pollution control and is installed to meet or exceed federal or state regulations: SUTER FARMS SWD saltwater disposal well site, consisting of three 750-barrel water tanks, one 1,000-barrel gunbarrel tank, two 1.5x3-10 centrifugal charge pumps, one centrifugal circulating pump, two multi-stage centrifugal injection pumps, filters, wellhead, well casing, tubing, meters, valves, and piping. | 2021-04-05 | 1887123 | 100
23531 | T1 | RATTLER MIDSTREAM OPERATING LLC | SKYFALL 1D | Latitude = 31.63069, Longitude = -103.739952 | Reeves County | TX | 79754 | REEVES | CN605853340 | RN111179396 | SKYFALL 1D saltwater disposal well site, consisting of three 1,000-barrel water tanks, two 1,500-barrel gunbarrel tanks, two 1x2-10 centrifugal charge pumps, three positive displacement quintuplex pumps, filters, wellhead, well casing, tubing, meters, valves, and piping. | The following property is used 100% for pollution control and is installed to meet or exceed federal or state regulations: SKYFALL 1D saltwater disposal well site, consisting of three 1,000-barrel water tanks, two 1,500-barrel gunbarrel tanks, two 1x2-10 centrifugal charge pumps, three positive displacement quintuplex pumps, filters, wellhead, well casing, tubing, meters, valves, and piping. | 2021-04-05 | 1235503 | 100
23532 | T1 | RATTLER MIDSTREAM OPERATING LLC | SALT LAKE SWD 1 | Latitude = 31.134399, Longitude = -103.067809 | Pecos County | TX | 79730 | PECOS | CN605853340 | RN111179404 | SALT LAKE SWD 1 saltwater disposal well site, consisting of three 750-barrel water tanks, one 1,000-barrel gunbarrel tank, two 3x4-10 centrifugal charge pumps, two centrifugal circulating pumps, two multi-stage centrifugal injection pumps, filters, wellhead, well casing, tubing, meters, valves, and piping. | The following property is used 100% for pollution control and is installed to meet or exceed federal or state regulations: SALT LAKE SWD 1 saltwater disposal well site, consisting of three 750-barrel water tanks, one 1,000-barrel gunbarrel tank, two 3x4-10 centrifugal charge pumps, two centrifugal circulating pumps, two multi-stage centrifugal injection pumps, filters, wellhead, well casing, tubing, meters, valves, and piping. | 2021-04-06 | 3946430 | 100
23533 | T1 | RATTLER MIDSTREAM OPERATING LLC | SABLE SWD 1 | Latitude = 31.159019, Longitude = -103.118908 | Pecos County | TX | 79735 | PECOS | CN605853340 | RN111179412 | SABLE SWD 1 saltwater disposal well site, consisting of three 750-barrel water tanks, one 1,000-barrel gunbarrel tank, two centrifugal charge pumps, two centrifugal circulating pumps, two multi-stage centrifugal injection pumps, filters, wellhead, well casing, tubing, meters, valves, and piping. | The following property is used 100% for pollution control and is installed to meet or exceed federal or state regulations: WSABLE SWD 1 saltwater disposal well site, consisting of three 750-barrel water tanks, one 1,000-barrel gunbarrel tank, two centrifugal charge pumps, two centrifugal circulating pumps, two multi-stage centrifugal injection pumps, filters, wellhead, well casing, tubing, meters, valves, and piping. | 2021-04-06 | 4512559 | 100
23534 | T1 | RATTLER MIDSTREAM OPERATING LLC | ROCA UNIT 7 1D | Latitude = 31.610903, Longitude = -103.396253 | Ward County | TX | 79754 | WARD | CN605853340 | RN111179438 | ROCA UNIT 7 1D saltwater disposal well site, consisting of four 500-barrel water tanks, one 1,000-barrel gunbarrel tank, one positive displacement quintuplex pump, filters, wellhead, well casing, tubing, meters, valves, and piping. | The following property is used 100% for pollution control and is installed to meet or exceed federal or state regulations: ROCA UNIT 7 1D saltwater disposal well site, consisting of four 500-barrel water tanks, one 1,000-barrel gunbarrel tank, one positive displacement quintuplex pump, filters, wellhead, well casing, tubing, meters, valves, and piping. | 2021-04-06 | 3680000 | 100
23535 | T1 | RATTLER MIDSTREAM OPERATING LLC | REWARD SWD C 3R | Latitude = 31.332528, Longitude = -103.25369 | Reeves County | TX | 79772 | REEVES | CN605853340 | RN111179446 | REWARD SWD C 3R saltwater disposal well site, consisting of three 750-barrel water tanks, one 1,000-barrel gunbarrel tank, two centrifugal charge pumps, one centrifugal circulating pump, two multi-stage centrifugal injection pumps, filters, wellhead, well casing, tubing, meters, valves, and piping. | The following property is used 100% for pollution control and is installed to meet or exceed federal or state regulations: REWARD SWD C 3R saltwater disposal well site, consisting of three 750-barrel water tanks, one 1,000-barrel gunbarrel tank, two centrifugal charge pumps, one centrifugal circulating pump, two multi-stage centrifugal injection pumps, filters, wellhead, well casing, tubing, meters, valves, and piping. | 2021-04-06 | 1144730 | 100
23536 | T1 | RATTLER MIDSTREAM OPERATING LLC | REWARD SWD B 2 | Latitude = 31.375637, Longitude = -103.216496 | Reeves County | TX | 79772 | REEVES | CN605853340 | RN111179453 | REWARD SWD B 2 saltwater disposal well site, consisting of six 750-barrel water tanks, one 1,000-barrel gunbarrel tank, two 3x4‐10 centrifugal charge pumps, one centrifugal circulating pump, two 88-A centrifugal injection pumps, one centrifugal sump pump, filters, wellhead, well casing, tubing, meters, valves, and piping. | The following property is used 100% for pollution control and is installed to meet or exceed federal or state regulations: REWARD SWD B 2 saltwater disposal well site, consisting of six 750-barrel water tanks, one 1,000-barrel gunbarrel tank, two 3x4‐10 centrifugal charge pumps, one centrifugal circulating pump, two 88-A centrifugal injection pumps, one centrifugal sump pump, filters, wellhead, well casing, tubing, meters, valves, and piping. | 2021-04-06 | 5094778 | 100
23537 | T1 | RATTLER MIDSTREAM OPERATING LLC | REWARD SWD A 1 | Latitude = 31.355971, Longitude = -103.139686 | Reeves County | TX | 79772 | REEVES | CN605853340 | RN111179461 | REWARD SWD A 1 saltwater disposal well site, consisting of one 500-barrel water tank, three 750-barrel water tanks, one 1,000-barrel gunbarrel tank, two centrifugal charge pumps, one centrifugal circulating pump, two centrifugal injection pumps, filters, wellhead, well casing, tubing, meters, valves, and piping. | The following property is used 100% for pollution control and is installed to meet or exceed federal or state regulations: REWARD SWD A 1 saltwater disposal well site, consisting of one 500-barrel water tank, three 750-barrel water tanks, one 1,000-barrel gunbarrel tank, two centrifugal charge pumps, one centrifugal circulating pump, two centrifugal injection pumps, filters, wellhead, well casing, tubing, meters, valves, and piping. | 2021-04-06 | 761289 | 100
23538 | T1 | RATTLER MIDSTREAM OPERATING LLC | RATTLER 1D | Latitude = 31.997448, Longitude = -102.217093 | Midland County | TX | 79701 | MIDLAND | CN605853340 | RN111179479 | RATTLER 1D saltwater disposal well site, consisting of six 750-barrel water tanks, two 1,000-barrel gunbarrel tanks, two centrifugal injection pumps, three 3x4-10 centrifugal water transfer pumps, filters, wellhead, well casing, tubing, meters, valves, and piping. | The following property is used 100% for pollution control and is installed to meet or exceed federal or state regulations: RATTLER 1D saltwater disposal well site, consisting of six 750-barrel water tanks, two 1,000-barrel gunbarrel tanks, two centrifugal injection pumps, three 3x4-10 centrifugal water transfer pumps, filters, wellhead, well casing, tubing, meters, valves, and piping. | 2021-04-06 | 12160678 | 100
23539 | T1 | RATTLER MIDSTREAM OPERATING LLC | PUNISHER 1D | Latitude = 31.061589, Longitude = -103.081179 | Pecos County | TX | 79730 | PECOS | CN605853340 | RN111179487 | PUNISHER 1D saltwater disposal well site, consisting of three 1,000-barrel water tanks, two 1,500-barrel gunbarrel tanks, two 1x2-10 centrifugal charge pumps, three positive displacement quintuplex transfer pumps, filters, wellhead, well casing, tubing, meters, valves, and piping. | The following property is used 100% for pollution control and is installed to meet or exceed federal or state regulations: PUNISHER 1D saltwater disposal well site, consisting of three 1,000-barrel water tanks, two 1,500-barrel gunbarrel tanks, two 1x2-10 centrifugal charge pumps, three positive displacement quintuplex transfer pumps, filters, wellhead, well casing, tubing, meters, valves, and piping. | 2021-04-06 | 4137967 | 100
23540 | T1 | RATTLER MIDSTREAM OPERATING LLC | PRUETT TB ET AL GU 5D | Latitude = 31.625032, Longitude = -103.425686 | Ward County | TX | 79719 | WARD | CN605853340 | RN111179495 | The property is a salt water disposal facility, used for non-commercial purposes. Its purpose is to dispose of salt water that is produced in the drilling and extraction of oil and gas in an environmentally appropriate manner. The facility is specifically designed to protect both groundwater and underground water sources. The salt water is injected into this facility and delivered to an underground zone that is determined to be appropriate by the Texas Railroad Commission. The facility is the final process after the salt water is separated from oil and gas. The SWD Facility includes Equipment listing for surface facility included in Exhibit C Tanks, pumps, filters, wellhead, well casing to protect zones not intended for disposal, tubing to control the flow inside the casing, meters to measure the amount of water disposed, valves to control the flow, and piping to control the water flow and to protect from the saltwater escaping. Exhibit A is a flow diagram of the SWD well facilities. The function of each major item of equipment is further described below. The Saltwater arrives at the well by piping. The piping bring the saltwater from the well sites. Exhibit B shows a diagram of the entire network of piping and SWD wells built. The water is then pumped into the tanks. Separate pumps, which are part of the facility, move the water from the tanks down to the wellbore. The meters on site measure the volume and pressure of the water that is being disposed. This water is pushed into one of the tanks, which acts as a settling vessel. Any skim of oil present is transferred into the oil storage tanks. The Skim Oil Tanks and their costs have been excepted from this application. They are merely identified as part of the total process. The water is transferred out to either set of two water storage tanks. Pumps are used to move the water through the process and then injected into the wellhead. The entire process is designed to protect the land and freshwater zones underground from the saltwater being disposed. Included with this application are the disposal wells which are solely connected to this facility and is presented on the attachment. Exhibit B | NOD response not received | 2021-06-17 | 3680000 | 100
23541 | T1 | RATTLER MIDSTREAM OPERATING LLC | PINOTAGE 1X SWD | Latitude = 32.476317, Longitude = -102.144546 | Martin County | TX | 79749 | MARTIN | CN605853340 | RN111179503 | PINOTAGE 1X SWD saltwater disposal well site, consisting of three 500-barrel water tanks, one 750-barrel gunbarrel tank, one 3x2‐10 centrifugal charge pump, two positive displacement triplex pumps, filters, wellhead, well casing, tubing, meters, valves, and piping. | The following property is used 100% for pollution control and is installed to meet or exceed federal or state regulations: PINOTAGE 1X SWD saltwater disposal well site, consisting of three 500-barrel water tanks, one 750-barrel gunbarrel tank, one 3x2‐10 centrifugal charge pump, two positive displacement triplex pumps, filters, wellhead, well casing, tubing, meters, valves, and piping. | 2021-04-06 | 3680000 | 100
23542 | T1 | RATTLER MIDSTREAM OPERATING LLC | OLD COURTNEY RANCH CO SWD 1 | Latitude = 31.130121, Longitude = -103.16911 | Pecos County | TX | 79735 | PECOS | CN605853340 | RN111179511 | OLD COURTNEY RANCH CO SWD 1 saltwater disposal well site, consisting of three 1,000-barrel water tanks, one water leg tank, one 1,500-barrel gunbarrel tank, two 4x6x10 centrifugal charge pumps, one 1x1.5‐6 centrifugal circulating pump, one centrifugal sump pump, two positive displacement quintuplex pumps, filters, wellhead, well casing, tubing, meters, valves, and piping. | The following property is used 100% for pollution control and is installed to meet or exceed federal or state regulations: OLD COURTNEY RANCH CO SWD 1 saltwater disposal well site, consisting of three 1,000-barrel water tanks, one water leg tank, one 1,500-barrel gunbarrel tank, two 4x6x10 centrifugal charge pumps, one 1x1.5‐6 centrifugal circulating pump, one centrifugal sump pump, two positive displacement quintuplex pumps, filters, wellhead, well casing, tubing, meters, valves, and piping. | 2021-04-06 | 6306569 | 100
23543 | T1 | RATTLER MIDSTREAM OPERATING LLC | NICHOLS 17 1 SWD | Latitude = 32.382476, Longitude = -101.671988 | Howard County | TX | 79748 | HOWARD | CN605853340 | RN111179529 | NICHOLS 17 1 SWD saltwater disposal well site, consisting of three 750-barrel water tanks, two 500-barrel water tanks, one 1,000-barrel gunbarrel tank, one centrifugal charge pump, two centrifugal water transfer pumps, one positive displacement quintuplex pump, one positive displacement triplex pump, filters, wellhead, well casing, tubing, meters, valves, and piping. | The following property is used 100% for pollution control and is installed to meet or exceed federal or state regulations: NICHOLS 17 1 SWD saltwater disposal well site, consisting of three 750-barrel water tanks, two 500-barrel water tanks, one 1,000-barrel gunbarrel tank, one centrifugal charge pump, two centrifugal water transfer pumps, one positive displacement quintuplex pump, one positive displacement triplex pump, filters, wellhead, well casing, tubing, meters, valves, and piping. | 2021-04-06 | 3680000 | 100
23544 | T1 | RATTLER MIDSTREAM OPERATING LLC | MONTGOMERY 54-32 1D | Latitude = 31.557159, Longitude = -103.652165 | Reeves County | TX | 79754 | REEVES | CN605853340 | RN111179537 | MONTGOMERY 54-32 1D saltwater disposal well site, consisting of four 500-barrel water tanks, one 1,000-barrel gunbarrel tank, two positive displacement quintuplex pumps, filters, wellhead, well casing, tubing, meters, valves, and piping. | The following property is used 100% for pollution control and is installed to meet or exceed federal or state regulations: MONTGOMERY 54-32 1D saltwater disposal well site, consisting of four 500-barrel water tanks, one 1,000-barrel gunbarrel tank, two positive displacement quintuplex pumps, filters, wellhead, well casing, tubing, meters, valves, and piping. | 2021-04-06 | 3680000 | 100
23545 | T1 | RATTLER MIDSTREAM OPERATING LLC | MCGINLEY 1D | Latitude = 31.614115, Longitude = -103.427486 | Ward County | TX | 79754 | WARD | CN605853340 | RN111179545 | MCGINLEY 1D saltwater disposal well site, consisting of four 500-barrel water tanks, one 1,000-barrel gunbarrel tank, one positive displacement triplex pumps, filters, wellhead, well casing, tubing, meters, valves, and piping. | The following property is used 100% for pollution control and is installed to meet or exceed federal or state regulations: MCGINLEY 1D saltwater disposal well site, consisting of four 500-barrel water tanks, one 1,000-barrel gunbarrel tank, one positive displacement triplex pumps, filters, wellhead, well casing, tubing, meters, valves, and piping. | 2021-04-10 | 3680000 | 100
23546 | T1 | RATTLER MIDSTREAM OPERATING LLC | MANDUJANO BROS SWD 1 | Latitude = 31.173109, Longitude = -103.138028 | Pecos County | TX | 79735 | PECOS | CN605853340 | RN111179552 | MANDUJANO BROS SWD 1 saltwater disposal well site, consisting of three 750-barrel water tanks, one 1,000-barrel gunbarrel tank, two 3x4-10 centrifugal charge pumps, two centrifugal circulating pumps, two multi-stage centrifugal injection pumps, filters, wellhead, well casing, tubing, meters, valves, and piping. | The following property is used 100% for pollution control and is installed to meet or exceed federal or state regulations: MANDUJANO BROS SWD 1 saltwater disposal well site, consisting of three 750-barrel water tanks, one 1,000-barrel gunbarrel tank, two 3x4-10 centrifugal charge pumps, two centrifugal circulating pumps, two multi-stage centrifugal injection pumps, filters, wellhead, well casing, tubing, meters, valves, and piping. | 2021-04-10 | 4164461 | 100
23547 | T1 | RATTLER MIDSTREAM OPERATING LLC | MANDO 1D | Latitude = 31.179382, Longitude = -103.081222 | Pecos County | TX | 79730 | PECOS | CN605853340 | RN111179560 | MANDO 1D saltwater disposal well site, consisting of three 1,000-barrel water tanks, two 1,500-barrel gunbarrel tanks, two 1x2-10 centrifugal charge pumps, three positive displacement quintuplex pumps, filters, wellhead, well casing, tubing, meters, valves, and piping. | The following property is used 100% for pollution control and is installed to meet or exceed federal or state regulations: MANDO 1D saltwater disposal well site, consisting of three 1,000-barrel water tanks, two 1,500-barrel gunbarrel tanks, two 1x2-10 centrifugal charge pumps, three positive displacement quintuplex pumps, filters, wellhead, well casing, tubing, meters, valves, and piping. | 2021-04-10 | 4164461 | 100
23548 | T1 | RATTLER MIDSTREAM OPERATING LLC | MABEE FOUNDATION SWD | Latitude = 32.486132, Longitude = -102.147519 | Martin County | TX | 79783 | MARTIN | CN605853340 | RN111179578 | MABEE FOUNDATION SWD saltwater disposal well site, consisting of four 500-barrel water tanks, one 750-barrel gunbarrel tank, one 4x6x10 centrifugal charge pump, two centrifugal water transfer pumps, two positive displacement quintuplex pumps, filters, wellhead, well casing, tubing, meters, valves, and piping. | The following property is used 100% for pollution control and is installed to meet or exceed federal or state regulations: MABEE FOUNDATION SWD saltwater disposal well site, consisting of four 500-barrel water tanks, one 750-barrel gunbarrel tank, one 4x6x10 centrifugal charge pump, two centrifugal water transfer pumps, two positive displacement quintuplex pumps, filters, wellhead, well casing, tubing, meters, valves, and piping. | 2021-04-10 | 813598 | 100
23549 | T1 | RATTLER MIDSTREAM OPERATING LLC | LONGFELLOW 1DR | Latitude = 31.619427, Longitude = -103.522869 | Reeves County | TX | 79772 | REEVES | CN605853340 | RN111179586 | LONGFELLOW 1DR saltwater disposal well site, consisting of three 1,000-barrel water tanks, one 1,500-barrel gunbarrel tank, two 4x6-13 centrifugal charge pumps, one centrifugal sump pump, three positive displacement quintuplex pumps, filters, wellhead, well casing, tubing, meters, valves, and piping. | The following property is used 100% for pollution control and is installed to meet or exceed federal or state regulations: LONGFELLOW 1DR saltwater disposal well site, consisting of three 1,000-barrel water tanks, one 1,500-barrel gunbarrel tank, two 4x6-13 centrifugal charge pumps, one centrifugal sump pump, three positive displacement quintuplex pumps, filters, wellhead, well casing, tubing, meters, valves, and piping. | 2021-04-10 | 3680000 | 100
23550 | T1 | RATTLER MIDSTREAM OPERATING LLC | LINDSAY 1D | Latitude = 31.101969, Longitude = -103.257649 | Pecos County | TX | 79730 | PECOS | CN605853340 | RN111179594 | LINDSAY 1D saltwater disposal well site, consisting of three 1,000-barrel water tanks, two 1,500-barrel gunbarrel tanks, two 1x2-10 centrifugal charge pumps, three positive displacement quintuplex pumps, filters, wellhead, well casing, tubing, meters, valves, and piping. | The following property is used 100% for pollution control and is installed to meet or exceed federal or state regulations: LINDSAY 1D saltwater disposal well site, consisting of three 1,000-barrel water tanks, two 1,500-barrel gunbarrel tanks, two 1x2-10 centrifugal charge pumps, three positive displacement quintuplex pumps, filters, wellhead, well casing, tubing, meters, valves, and piping. | 2021-04-10 | 4440398 | 100
23551 | T1 | RATTLER MIDSTREAM OPERATING LLC | KIRBY 1D | Latitude = 32.119763, Longitude = -102.168256 | Martin County | TX | 79782 | MARTIN | CN605853340 | RN111179602 | KIRBY 1D saltwater disposal well site, consisting of three 1,000-barrel water tanks, one 1,500-barrel gunbarrel tank, two 3x4-13 centrifugal charge pumps, two centrifugal injection pumps, one gear circulating pump, filters, wellhead, well casing, tubing, meters, valves, and piping | The following property is used 100% for pollution control and is installed to meet or exceed federal or state regulations: KIRBY 1D saltwater disposal well site, consisting of three 1,000-barrel water tanks, one 1,500-barrel gunbarrel tank, two 3x4-13 centrifugal charge pumps, two centrifugal injection pumps, one gear circulating pump, filters, wellhead, well casing, tubing, meters, valves, and piping | 2021-04-10 | 4712428 | 100
23552 | T1 | RATTLER MIDSTREAM OPERATING LLC | JONES-HOLTON D 5D SWD | Latitude = 32.384621, Longitude = -102.027373 | Martin County | TX | 79783 | MARTIN | CN605853340 | RN111179610 | JONES-HOLTON D 5D SWD saltwater disposal well site, consisting of two 1,000-barrel water tanks, two 6x4-10G centrifugal charge pumps, one 1x1 centrifugal sump pump, three positive displacement quintuplex pumps, filters, wellhead, well casing, tubing, meters, valves, and piping. | The following property is used 100% for pollution control and is installed to meet or exceed federal or state regulations: JONES-HOLTON D 5D SWD saltwater disposal well site, consisting of two 1,000-barrel water tanks, two 6x4-10G centrifugal charge pumps, one 1x1 centrifugal sump pump, three positive displacement quintuplex pumps, filters, wellhead, well casing, tubing, meters, valves, and piping. | 2021-04-13 | 3680000 | 100
23553 | T1 | RATTLER MIDSTREAM OPERATING LLC | JONES-HOLTON D 4D SWD | Latitude = 32.364288, Longitude = -102.013903 | Martin County | TX | 79783 | MARTIN | CN605853340 | RN111179628 | JONES-HOLTON D 4D SWD saltwater disposal well site, consisting of three 500-barrel water tanks, one 750-barrel gunbarrel tank, one 3x2-10 centrifugal charge pump, two positive displacement triplex pumps, filters, wellhead, well casing, tubing, meters, valves, and piping. | The following property is used 100% for pollution control and is installed to meet or exceed federal or state regulations: WEATHERBY SWD 1 saltwater disposal well site, consisting of three 750-barrel water tanks, one 1,000-barrel gunbarrel tank, two 4x6x10 centrifugal charge pumps, two 1x1.5-6 centrifugal circulating pumps, one 1x1.5-6 centrifugal sump pump, two positive displacement quintuplex pumps, filters, wellhead, well casing, tubing, meters, valves, and piping. | 2021-04-11 | 438003 | 100
23554 | T1 | RATTLER MIDSTREAM OPERATING LLC | JONES -130- 1D | Latitude = 32.345255, Longitude = -102.003474 | Martin County | TX | 79783 | MARTIN | CN605853340 | RN111179636 | JONES -130- 1D saltwater disposal well site, consisting of one 500-barrel water tank, one 4x3-8 centrifugal charge pump, one ESP sump pump, one positive displacement quintuplex pump, filters, wellhead, well casing, tubing, meters, valves, and piping. | The following property is used 100% for pollution control and is installed to meet or exceed federal or state regulations: JONES -130- 1D saltwater disposal well site, consisting of one 500-barrel water tank, one 4x3-8 centrifugal charge pump, one ESP sump pump, one positive displacement quintuplex pump, filters, wellhead, well casing, tubing, meters, valves, and piping. | 2021-04-10 | 3680000 | 100
23555 | T1 | RATTLER MIDSTREAM OPERATING LLC | JK DENTON 1D | Latitude = 31.430562, Longitude = -103.210952 | Ward County | TX | 79777 | WARD | CN605853340 | RN111179644 | JK DENTON 1D saltwater disposal well site, consisting of three 1,000-barrel water tanks, two 1,500-barrel gunbarrel tanks, two 1x2-10 centrifugal charge pumps, three positive displacement quintuplex pumps, filters, wellhead, well casing, tubing, meters, valves, and piping. | The following property is used 100% for pollution control and is installed to meet or exceed federal or state regulations: JK DENTON 1D saltwater disposal well site, consisting of three 1,000-barrel water tanks, two 1,500-barrel gunbarrel tanks, two 1x2-10 centrifugal charge pumps, three positive displacement quintuplex pumps, filters, wellhead, well casing, tubing, meters, valves, and piping. | 2021-04-11 | 3977020 | 100
23556 | T1 | RATTLER MIDSTREAM OPERATING LLC | JEM RANCH 1D | Latitude = 31.421763, Longitude = -103.224723 | Ward County | TX | 79777 | WARD | CN605853340 | RN111179651 | JEM RANCH 1D saltwater disposal well site, consisting of three 1,000-barrel water tanks, two 1,500-barrel gunbarrel tanks, two 4x6-10G centrifugal charge pumps, one centrifugal sump pump, three positive displacement quintuplex pumps, filters, wellhead, well casing, tubing, meters, valves, and piping. | The following property is used 100% for pollution control and is installed to meet or exceed federal or state regulations: JEM RANCH 1D saltwater disposal well site, consisting of three 1,000-barrel water tanks, two 1,500-barrel gunbarrel tanks, two 4x6-10G centrifugal charge pumps, one centrifugal sump pump, three positive displacement quintuplex pumps, filters, wellhead, well casing, tubing, meters, valves, and piping. | 2021-04-11 | 3969573 | 100
23557 | T1 | RATTLER MIDSTREAM OPERATING LLC | JANE M GRAVES UNIT SWD 1 | Latitude = 31.371053, Longitude = -103.246903 | Reeves County | TX | 79772 | REEVES | CN605853340 | RN111179669 | JANE M GRAVES UNIT SWD 1 saltwater disposal well site, consisting of four 500-barrel water tanks, one 750-barrel gunbarrel tank, one 3x4-10 centrifugal charge pump, two centrifugal circulating pumps, one positive displacement quintuplex pump, one positive displacement triplex pump, filters, wellhead, well casing, tubing, meters, valves, and piping. | The following property is used 100% for pollution control and is installed to meet or exceed federal or state regulations: JANE M GRAVES UNIT SWD 1 saltwater disposal well site, consisting of four 500-barrel water tanks, one 750-barrel gunbarrel tank, one 3x4-10 centrifugal charge pump, two centrifugal circulating pumps, one positive displacement quintuplex pump, one positive displacement triplex pump, filters, wellhead, well casing, tubing, meters, valves, and piping. | 2021-04-12 | 230507 | 100
23558 | T1 | RATTLER MIDSTREAM OPERATING LLC | HULK 1D | Latitude = 31.076296, Longitude = -103.084127 | Pecos County | TX | 79730 | PECOS | CN605853340 | RN111179677 | HULK 1D saltwater disposal well site, consisting of three 1,000-barrel water tanks, one 1,500-barrel gunbarrel tank, two centrifugal injection pumps, filters, wellhead, well casing, tubing, meters, valves, and piping. | The following property is used 100% for pollution control and is installed to meet or exceed federal or state regulations: HULK 1D saltwater disposal well site, consisting of three 1,000-barrel water tanks, one 1,500-barrel gunbarrel tank, two centrifugal injection pumps, filters, wellhead, well casing, tubing, meters, valves, and piping. | 2021-04-12 | 5206699 | 100
23559 | T1 | RATTLER MIDSTREAM OPERATING LLC | HORNS DOWN 1D SWD | Latitude = 31.64552, Longitude = -103.5165 | Reeves County | TX | 79754 | REEVES | CN605853340 | RN111179685 | HORNS DOWN 1D SWD saltwater disposal well site, consisting of three 1,000-barrel water tanks, two 1,500-barrel gunbarrel tanks, two 4x6‐13 centrifugal charge pumps, one centrifugal sump pump, three positive displacement quintuplex pumps, filters, wellhead, well casing, tubing, meters, valves, and piping. | The following property is used 100% for pollution control and is installed to meet or exceed federal or state regulations: HORNS DOWN 1D SWD saltwater disposal well site, consisting of three 1,000-barrel water tanks, two 1,500-barrel gunbarrel tanks, two 4x6‐13 centrifugal charge pumps, one centrifugal sump pump, three positive displacement quintuplex pumps, filters, wellhead, well casing, tubing, meters, valves, and piping. | 2021-04-13 | 3680000 | 100
23560 | T1 | RATTLER MIDSTREAM OPERATING LLC | HOOPER SWD 1 | Latitude = 31.920207, Longitude = -102.236859 | Midland County | TX | 79701 | MIDLAND | CN605853340 | RN111179693 | HOOPER SWD 1 saltwater disposal well site, consisting of six 500-barrel water tanks, two 3x2‐13 centrifugal charge pumps, one centrifugal injection pump, one H pump, one gunbarrel separator, filters, wellhead, well casing, tubing, meters, valves, and piping. | The following property is used 100% for pollution control and is installed to meet or exceed federal or state regulations: HOOPER SWD 1 saltwater disposal well site, consisting of six 500-barrel water tanks, two 3x2‐13 centrifugal charge pumps, one centrifugal injection pump, one H pump, one gunbarrel separator, filters, wellhead, well casing, tubing, meters, valves, and piping. | 2021-04-12 | 3680000 | 100
23561 | T1 | BAYPORT POLYMERS LLC | BAYPORT POLYMERS | 7600 32ND ST | PORT ARTHUR | TX | 77642 | JEFFERSON | CN605458397 | RN109845768 | Secondary containment consisting of concrete dikes and curbs for T-1201, T-1202, T-1210, T-1221A/B, V-1222, V-1290, V-1291, T-1293, T-3406, T-3502, T-5660, T-5655, and V-3702X. | The following property is used 100% for pollution control and is installed to meet or exceed federal or state regulations: Secondary containment consisting of concrete dikes and curbs for T-1201, T-1202, T-1210, T-1221A/B, V-1222, V-1290, V-1291, T-1293, T-3406, T-3502, T-5660, T-5655, and V-3702X. | 2021-03-26 | 1200000 | 100
23562 | T1 | RATTLER MIDSTREAM OPERATING LLC | HERDING CATS 1D | Latitude = 32.477412, Longitude = -102.156421 | Martin County | TX | 79783 | MARTIN | CN605853340 | RN111179701 | HERDING CATS 1D saltwater disposal well site, consisting of three 1,000-barrel water tanks, one 1,500-barrel gunbarrel tank, two 3x4‐13 centrifugal charge pumps, two centrifugal injection pumps, one 1x1.5x8 gear circulating pump, filters, wellhead, well casing, tubing, meters, valves, and piping. | The following property is used 100% for pollution control and is installed to meet or exceed federal or state regulations: HERDING CATS 1D saltwater disposal well site, consisting of three 1,000-barrel water tanks, one 1,500-barrel gunbarrel tank, two 3x4‐13 centrifugal charge pumps, two centrifugal injection pumps, one 1x1.5x8 gear circulating pump, filters, wellhead, well casing, tubing, meters, valves, and piping. | 2021-04-12 | 6281148 | 100
23563 | T1 | BAYPORT POLYMERS LLC | BAYPORT POLYMERS | 7600 32ND ST | PORT ARTHUR | TX | 77642 | JEFFERSON | CN605458397 | RN109845768 | During construction 550,000 square feet of concrete and hot mix asphalt was installed to pave plant roadways and vehicle work areas. The paving was installed to control and reduce dust and other particulate matter releases from the facility. | The following property is used 100% for pollution control and is installed to meet or exceed federal or state regulations: Secondary containment consisting of concrete dikes and curbs for T-1201, T-1202, T-1210, T-1221A/B, V-1222, V-1290, V-1291, T-1293, T-3406, T-3502, T-5660, T-5655, and V-3702X. | 2021-04-15 | 18975000 | 100
23564 | T1 | RATTLER MIDSTREAM OPERATING LLC | HECKER 2D | Latitude = 32.374057, Longitude = -101.974365 | Martin County | TX | 79783 | MARTIN | CN605853340 | RN111179719 | HECKER 2D saltwater disposal well site, consisting of three 1,000-barrel water tanks, two 1,500-barrel gunbarrel tanks, two 4x6x10 centrifugal charge pumps, one centrifugal sump pump, three positive displacement quintuplex pumps, filters, wellhead, well casing, tubing, meters, valves, and piping. | The following property is used 100% for pollution control and is installed to meet or exceed federal or state regulations: HECKER 2D saltwater disposal well site, consisting of three 1,000-barrel water tanks, two 1,500-barrel gunbarrel tanks, two 4x6x10 centrifugal charge pumps, one centrifugal sump pump, three positive displacement quintuplex pumps, filters, wellhead, well casing, tubing, meters, valves, and piping. | 2021-04-12 | 144117 | 100
23565 | T1 | RATTLER MIDSTREAM OPERATING LLC | HECKER 1D | Latitude = 32.390437, Longitude = -101.969192 | Martin County | TX | 79783 | MARTIN | CN605853340 | RN111179743 | HECKER 1D saltwater disposal well site, consisting of four 750-barrel water tanks, one 1,000-barrel gunbarrel tank, two 3x4-10 centrifugal charge pumps, two multi-stage centrifugal injection pumps, filters, wellhead, well casing, tubing, meters, valves, and piping. | The following property is used 100% for pollution control and is installed to meet or exceed federal or state regulations: HECKER 1D saltwater disposal well site, consisting of four 750-barrel water tanks, one 1,000-barrel gunbarrel tank, two 3x4-10 centrifugal charge pumps, two multi-stage centrifugal injection pumps, filters, wellhead, well casing, tubing, meters, valves, and piping. | 2021-04-12 | 3680000 | 100
23566 | T1 | RATTLER MIDSTREAM OPERATING LLC | GSL SWD 26 1 | Latitude = 31.096302, Longitude = -103.064722 | Pecos County | TX | 79730 | PECOS | CN605853340 | RN111179750 | GSL SWD 26 1 saltwater disposal well site, consisting of three 750-barrel water tanks, one 1,000-barrel gunbarrel tank, two centrifugal charge pumps, two centrifugal circulating pumps, two multi-stage centrifugal injection pumps, filters, wellhead, well casing, tubing, meters, valves, and piping. | The following property is used 100% for pollution control and is installed to meet or exceed federal or state regulations: GSL SWD 26 1 saltwater disposal well site, consisting of three 750-barrel water tanks, one 1,000-barrel gunbarrel tank, two centrifugal charge pumps, two centrifugal circulating pumps, two multi-stage centrifugal injection pumps, filters, wellhead, well casing, tubing, meters, valves, and piping. | 2021-04-12 | 2479308 | 100
23567 | T1 | RATTLER MIDSTREAM OPERATING LLC | GSL SWD 20 1 | Latitude = 31.057614, Longitude = -103.064012 | Pecos County | TX | 79730 | PECOS | CN605853340 | RN111179768 | GSL SWD 20 1 saltwater disposal well site, consisting of three 750-barrel water tanks, one 1,000-barrel gunbarrel tank, two centrifugal charge pumps, two centrifugal circulating pumps, two multi-stage centrifugal injection pumps, filters, wellhead, well casing, tubing, meters, valves, and piping. | The following property is used 100% for pollution control and is installed to meet or exceed federal or state regulations: GSL SWD 20 1 saltwater disposal well site, consisting of three 750-barrel water tanks, one 1,000-barrel gunbarrel tank, two centrifugal charge pumps, two centrifugal circulating pumps, two multi-stage centrifugal injection pumps, filters, wellhead, well casing, tubing, meters, valves, and piping. | 2021-04-12 | 2866341 | 100
23568 | T1 | RATTLER MIDSTREAM OPERATING LLC | GOLDEN TORNADOES SWD 1 | Latitude = 32.467356, Longitude = -102.148223 | Martin County | TX | 79783 | MARTIN | CN605853340 | RN111179776 | GOLDEN TORNADOES SWD 1 saltwater disposal well site, consisting of four 750-barrel water tanks, one 1,000-barrel gunbarrel tank, two 3x4-10 centrifugal charge pumps, two multi-stage centrifugal injection pumps, filters, wellhead, well casing, tubing, meters, valves, and piping. | The following property is used 100% for pollution control and is installed to meet or exceed federal or state regulations: GOLDEN TORNADOES SWD 1 saltwater disposal well site, consisting of four 750-barrel water tanks, one 1,000-barrel gunbarrel tank, two 3x4-10 centrifugal charge pumps, two multi-stage centrifugal injection pumps, filters, wellhead, well casing, tubing, meters, valves, and piping. | 2021-04-12 | 12744860 | 100
23569 | T1 | RATTLER MIDSTREAM OPERATING LLC | EPLEY LB 18D SWD | Latitude = 32.090989, Longitude = -101.940046 | Midland County | TX | 76234 | MIDLAND | CN605853340 | RN111179784 | EPLEY LB 18D SWD saltwater disposal well site, consisting of three 500-barrel water tanks, two 1,500-barrel gunbarrel tanks, two 6x4-10 centrifugal charge pumps, one 1x1 centrifugal sump pump, three positive displacement quintuplex pumps, filters, wellhead, well casing, tubing, meters, valves, and piping. | The following property is used 100% for pollution control and is installed to meet or exceed federal or state regulations: EPLEY LB 18D SWD saltwater disposal well site, consisting of three 500-barrel water tanks, two 1,500-barrel gunbarrel tanks, two 6x4-10 centrifugal charge pumps, one 1x1 centrifugal sump pump, three positive displacement quintuplex pumps, filters, wellhead, well casing, tubing, meters, valves, and piping. | 2021-04-13 | 1235813 | 100
23570 | T1 | RATTLER MIDSTREAM OPERATING LLC | DUNIGAN 1D | Latitude = 31.58417, Longitude = -103.59324 | Reeves County | TX | 79772 | REEVES | CN605853340 | RN111179792 | DUNIGAN 1D saltwater disposal well site, consisting of three 1,000-barrel water tanks, two 1,500-barrel gunbarrel tanks, two 4x6-10 centrifugal charge pumps, one centrifugal sump pump, two 4x6-10 centrifugal water transfer pumps, three positive displacement quintuplex pumps, filters, wellhead, well casing, tubing, meters, valves, and piping. | The following property is used 100% for pollution control and is installed to meet or exceed federal or state regulations: DUNIGAN 1D saltwater disposal well site, consisting of three 1,000-barrel water tanks, two 1,500-barrel gunbarrel tanks, two 4x6-10 centrifugal charge pumps, one centrifugal sump pump, two 4x6-10 centrifugal water transfer pumps, three positive displacement quintuplex pumps, filters, wellhead, well casing, tubing, meters, valves, and piping. | 2021-04-13 | 3680000 | 100
23571 | T1 | RATTLER MIDSTREAM OPERATING LLC | DIRT DEVIL 1D | Latitude = 32.138567, Longitude = -102.180919 | Martin County | TX | 79782 | MARTIN | CN605853340 | RN111179800 | DIRT DEVIL 1D saltwater disposal well site, consisting of three 1,000-barrel water tanks, two 1,500-barrel gunbarrel tanks, two 1x2-10 centrifugal charge pumps, three positive displacement quintuplex pumps, filters, wellhead, well casing, tubing, meters, valves, and piping. | The following property is used 100% for pollution control and is installed to meet or exceed federal or state regulations: DIRT DEVIL 1D saltwater disposal well site, consisting of three 1,000-barrel water tanks, two 1,500-barrel gunbarrel tanks, two 1x2-10 centrifugal charge pumps, three positive displacement quintuplex pumps, filters, wellhead, well casing, tubing, meters, valves, and piping. | 2021-04-13 | 5963652 | 100
23572 | T1 | RATTLER MIDSTREAM OPERATING LLC | DICKENSON -20- 8D | Latitude = 32.090989, Longitude = -101.940046 | Martin County | TX | 79782 | MARTIN | CN605853340 | RN111179818 | DICKENSON -20- 8D saltwater disposal well site, consisting of three 1,000-barrel water tanks, two 1,500-barrel gunbarrel tanks, two 6x4-13 centrifugal charge pumps, one 1x1 centrifugal sump pump, one 3x2x-10 centrifugal water transfer pump, three positive displacement quintuplex pumps, filters, wellhead, well casing, tubing, meters, valves, and piping. | The following property is used 100% for pollution control and is installed to meet or exceed federal or state regulations: DICKENSON -20- 8D saltwater disposal well site, consisting of three 1,000-barrel water tanks, two 1,500-barrel gunbarrel tanks, two 6x4-13 centrifugal charge pumps, one 1x1 centrifugal sump pump, one 3x2x-10 centrifugal water transfer pump, three positive displacement quintuplex pumps, filters, wellhead, well casing, tubing, meters, valves, and piping. | 2021-04-13 | 3680000 | 100
23573 | T1 | RATTLER MIDSTREAM OPERATING LLC | DANIEL 4 | Latitude = 31.726474, Longitude = -101.537 | Glasscock County | TX | 79739 | GLASSCOCK | CN605853340 | RN111179826 | DANIEL 4 saltwater disposal well site, consisting of three 500-barrel water tanks, one 750-barrel gunbarrel tank, one 3x2-10 centrifugal charge pump, two positive displacement triplex pumps, filters, wellhead, well casing, tubing, meters, valves, and piping. | The following property is used 100% for pollution control and is installed to meet or exceed federal or state regulations: DANIEL 4 saltwater disposal well site, consisting of three 500-barrel water tanks, one 750-barrel gunbarrel tank, one 3x2-10 centrifugal charge pump, two positive displacement triplex pumps, filters, wellhead, well casing, tubing, meters, valves, and piping. | 2021-04-13 | 799594 | 100
23574 | T1 | RATTLER MIDSTREAM OPERATING LLC | CHECKERS 1D | Latitude = 31.603005, Longitude = -103.62867 | Reeves County | TX | 79772 | REEVES | CN605853340 | RN111179834 | CHECKERS 1D saltwater disposal well site, consisting of three 1,000-barrel water tanks, two 1,500-barrel gunbarrel tanks, two 4x6-10 centrifugal charge pumps, one 39459 centrifugal sump pump, three positive displacement quintuplex pumps, filters, wellhead, well casing, tubing, meters, valves, and piping. | The following property is used 100% for pollution control and is installed to meet or exceed federal or state regulations: CHECKERS 1D saltwater disposal well site, consisting of three 1,000-barrel water tanks, two 1,500-barrel gunbarrel tanks, two 4x6-10 centrifugal charge pumps, one 39459 centrifugal sump pump, three positive displacement quintuplex pumps, filters, wellhead, well casing, tubing, meters, valves, and piping. | 2021-04-13 | 3680000 | 100
23575 | T1 | RATTLER MIDSTREAM OPERATING LLC | BROWN UNIT 1 SWD | Latitude = 31.643395, Longitude = -103.520036 | Ward County | TX | 79719 | WARD | CN605853340 | RN111179842 | The property is a salt water disposal facility, used for non-commercial purposes. Its purpose is to dispose of salt water that is produced in the drilling and extraction of oil and gas in an environmentally appropriate manner. The facility is specifically designed to protect both groundwater and underground water sources. The salt water is injected into this facility and delivered to an underground zone that is determined to be appropriate by the Texas Railroad Commission. The facility is the final process after the salt water is separated from oil and gas. The SWD Facility includes Equipment listing for surface facility included in Exhibit C Tanks, pumps, filters, wellhead, well casing to protect zones not intended for disposal, tubing to control the flow inside the casing, meters to measure the amount of water disposed, valves to control the flow, and piping to control the water flow and to protect from the saltwater escaping. Exhibit A is a flow diagram of the SWD well facilities. The function of each major item of equipment is further described below. The Saltwater arrives at the well by piping. The piping bring the saltwater from the well sites. Exhibit B shows a diagram of the entire network of piping and SWD wells built. The water is then pumped into the tanks. Separate pumps, which are part of the facility, move the water from the tanks down to the wellbore. The meters on site measure the volume and pressure of the water that is being disposed. This water is pushed into one of the tanks, which acts as a settling vessel. Any skim of oil present is transferred into the oil storage tanks. The Skim Oil Tanks and their costs have been excepted from this application. They are merely identified as part of the total process. The water is transferred out to either set of two water storage tanks. Pumps are used to move the water through the process and then injected into the wellhead. The entire process is designed to protect the land and freshwater zones underground from the saltwater being disposed. Included with this application are the disposal wells which are solely connected to this facility and is presented on the attachment. Exhibit B | NOD response not received | 2021-06-17 | 3680000 | 100
23576 | T1 | RATTLER MIDSTREAM OPERATING LLC | BREEDLOVE URSA 1 SWD | Latitude = 32.421608, Longitude = -102.119928 | Martin County | TX | 79748 | MARTIN | CN605853340 | RN111179859 | BREEDLOVE URSA 1 SWD saltwater disposal well site, consisting of five 1,000-barrel water tanks, one gear circulating pump, two positive displacement quintuplex pumps, one gunbarrel separator, filters, wellhead, well casing, tubing, meters, valves, and piping. | The following property is used 100% for pollution control and is installed to meet or exceed federal or state regulations: BREEDLOVE URSA 1 SWD saltwater disposal well site, consisting of five 1,000-barrel water tanks, one gear circulating pump, two positive displacement quintuplex pumps, one gunbarrel separator, filters, wellhead, well casing, tubing, meters, valves, and piping. | 2021-04-13 | 230336 | 100
23577 | T1 | RATTLER MIDSTREAM OPERATING LLC | BIG SIPPER 1D | Latitude = 32.490442, Longitude = -102.13994 | Martin County | TX | 79783 | MARTIN | CN605853340 | RN111179867 | BIG SIPPER 1D saltwater disposal well site, consisting of four 750-barrel water tanks, one 1,000-barrel gunbarrel tank, two centrifugal injection pumps, filters, wellhead, well casing, tubing, meters, valves, and piping. | The following property is used 100% for pollution control and is installed to meet or exceed federal or state regulations: BIG SIPPER 1D saltwater disposal well site, consisting of four 750-barrel water tanks, one 1,000-barrel gunbarrel tank, two centrifugal injection pumps, filters, wellhead, well casing, tubing, meters, valves, and piping. | 2021-04-13 | 9184491 | 100
23578 | T1 | RATTLER MIDSTREAM OPERATING LLC | BARRACUDA -72- 1D | Latitude = 31.644885, Longitude = -103.565349 | Ward County | TX | 79754 | WARD | CN605853340 | RN111179875 | BARRACUDA -72- 1D saltwater disposal well site, consisting of four 500-barrel water tanks, one 1,000-barrel gunbarrel tank, one positive displacement quintuplex pump, one positive displacement triplex pump, filters, wellhead, well casing, tubing, meters, valves, and piping. | The following property is used 100% for pollution control and is installed to meet or exceed federal or state regulations: BARRACUDA -72- 1D saltwater disposal well site, consisting of four 500-barrel water tanks, one 1,000-barrel gunbarrel tank, one positive displacement quintuplex pump, one positive displacement triplex pump, filters, wellhead, well casing, tubing, meters, valves, and piping. | 2021-04-13 | 3680000 | 100
23579 | T1 | RATTLER MIDSTREAM OPERATING LLC | ARROWHEAD 3 1 SWD | Latitude = 32.421034, Longitude = -101.698224 | Martin County | TX | 79748 | MARTIN | CN605853340 | RN111179883 | ARROWHEAD 3 1 SWD saltwater disposal well site, consisting of five 500-barrel water tanks, one 750-barrel water tank, one 750-barrel gunbarrel tank, one 1x2-7 centrifugal circulating pump, two positive displacement triplex pumps, filters, wellhead, well casing, tubing, meters, valves, and piping. | The following property is used 100% for pollution control to meet or exceed federal or state regulations: ARROWHEAD 3 1 SWD saltwater disposal well site, consisting of five 500-barrel water tanks, one 750-barrel water tank, one 750-barrel gunbarrel tank, one 1x2-7 centrifugal circulating pump, two positive displacement triplex pumps, filters, wellhead, well casing, tubing, meters, valves, and piping. | 2021-04-13 | 1113037 | 100
23580 | T1 | CACTUS II PIPELINE LLC | CACTUS II PIPELINE SEGMENT IN ZAVALA COUNTY | CACTUS II PIPELINE SEGMENT IN ZAVALA COUNTY | Zavala County | TX | 78839 | ZAVALA | CN605615046 | RN111178653 | Pipeline automatic shut-off valves at 29°03'32.0"N 100°04'36.2"W, 29°02'42.2"N 100°03'39.9"W, 28°57'22.0"N 99°57'29.0"W, 28°54'16.7"N 99°53'08.4"W, 28°54'08.4"N 99°51'09.0"W, 28°51'45.3"N 99°48'09.4"W, 28°51'08.4"N 99°36'03.7"W, 28°50'42.4"N 99°32'32.4"W, and 28°47'28.3"N 99°25'38.9"W. | The following property is used 100% for pollution control and is installed to meet or exceed federal or state regulations: Pipeline automatic shut-off valves at 29°03'32.0"N 100°04'36.2"W, 29°02'42.2"N 100°03'39.9"W, 28°57'22.0"N 99°57'29.0"W, 28°54'16.7"N 99°53'08.4"W, 28°54'08.4"N 99°51'09.0"W, 28°51'45.3"N 99°48'09.4"W, 28°51'08.4"N 99°36'03.7"W, 28°50'42.4"N 99°32'32.4"W, and 28°47'28.3"N 99°25'38.9"W. | 2021-03-17 | 4314062 | 100
23581 | T1 | CACTUS II PIPELINE LLC | CACTUS II PIPELINE SEGMENT IN VAL VERDE COUNTY | CACTUS II PIPELINE SEGMENT IN VAL VERDE COUNTY | Val Verde County | TX | 78840 | VAL VERDE | CN605615046 | RN111178661 | Pipeline automatic shut-off valves at 30°15'14.9"N 101°05'28.6"W, 30°03'43.0"N 100°55'38.3"W, 29°56'59.1"N 100°51'24.4"W, 29°50'40.8"N 100°48'29.4"W, 29°39'09.3"N 100°48'11.3"W, 29°32'05.6"N 100°47'01.4"W, 29°27'45.0"N 100°45'28.6"W, 29°24'59.3"N 100°44'07.7"W, and 29°20'47.1"N 100°43'26.8"W. | The following property is used 100% for pollution control and is installed to meet or exceed federal or state regulations: Pipeline automatic shut-off valves at 30°15'14.9"N 101°05'28.6"W, 30°03'43.0"N 100°55'38.3"W, 29°56'59.1"N 100°51'24.4"W, 29°50'40.8"N 100°48'29.4"W, 29°39'09.3"N 100°48'11.3"W, 29°32'05.6"N 100°47'01.4"W, 29°27'45.0"N 100°45'28.6"W, 29°24'59.3"N 100°44'07.7"W, and 29°20'47.1"N 100°43'26.8"W. | 2021-03-17 | 4314062 | 100
23582 | T1 | CACTUS II PIPELINE LLC | CACTUS II PIPELINE SEGMENT IN UPTON COUNTY | CACTUS II PIPELINE SEGMENT IN UPTON COUNTY | Upton County | TX | 79787 | UPTON | CN605615046 | RN111178679 | Pipeline automatic shut-off valves at 31°08'19.8"N 102°10'56.7"W and 31°08'31.1"N 102°07'26.4"W. | The following property is used 100% for pollution control and is installed to meet or exceed federal or state regulations: Pipeline automatic shut-off valves at 31°08'19.8"N 102°10'56.7"W and 31°08'31.1"N 102°07'26.4"W. | 2021-03-17 | 1043063 | 100
23583 | T1 | CACTUS II PIPELINE LLC | CACTUS II PIPELINE SEGMENT IN SAN PATRICIO COUNTY | CACTUS II PIPELINE SEGMENT IN SAN PATRICIO COUNTY | San Patricio County | TX | 78387 | SAN PATRICIO | CN605615046 | RN111178687 | Pipeline automatic shut-off valves at 28°09'31.2"N 97°49'35.4"W, 28°07'25.3"N 97°48'04.9"W, 28°05'59.3"N 97°45'39.8"W, 28°04'41.3"N 97°43'15.1"W, 28°03'31.8"N 97°41'08.1"W, 28°02'04.3"N 97°38'43.8"W, 28°00'21.4"N 97°35'59.2"W, 27°58'13.5"N 97°32'50.5"W, 27°55'48.0"N 97°28'25.7"W, 27°54'40.3"N 97°25'00.2"W, 27°54'40.3"N 97°24'58.1"W, 27°55'00.8"N 97°23'35.3"W, 27°55'14.4"N 97°22'18.3"W,27°56'24.4"N 97°20'17.5"W, 27°56'50.3"N 97°18'20.0"W, 27°55'53.1"N 97°15'39.6"W, 27°54'21.1"N 97°14'13.6"W, 27°52'00.7"N 97°13'14.8"W, 27°51'07.3"N 97°13'07.1"W, and 27°49'48.0"N 97°11'50.7"W. | The following property is used 100% for pollution control and is installed to meet or exceed federal or state regulations: Pipeline automatic shut-off valves at 28°09'31.2"N 97°49'35.4"W, 28°07'25.3"N 97°48'04.9"W, 28°05'59.3"N 97°45'39.8"W, 28°04'41.3"N 97°43'15.1"W, 28°03'31.8"N 97°41'08.1"W, 28°02'04.3"N 97°38'43.8"W, 28°00'21.4"N 97°35'59.2"W, 27°58'13.5"N 97°32'50.5"W, 27°55'48.0"N 97°28'25.7"W, 27°54'40.3"N 97°25'00.2"W, 27°54'40.3"N 97°24'58.1"W, 27°55'00.8"N 97°23'35.3"W, 27°55'14.4"N 97°22'18.3"W,27°56'24.4"N 97°20'17.5"W, 27°56'50.3"N 97°18'20.0"W, 27°55'53.1"N 97°15'39.6"W, 27°54'21.1"N 97°14'13.6"W, 27°52'00.7"N 97°13'14.8"W, 27°51'07.3"N 97°13'07.1"W, and 27°49'48.0"N 97°11'50.7"W. | 2021-03-17 | 10055598 | 100
23584 | T1 | CACTUS II PIPELINE LLC | CACTUS II PIPELINE SEGMENT IN MCMULLEN COUNTY | CACTUS II PIPELINE SEGMENT IN MCMULLEN COUNTY | Mcmullen County | TX | 78072 | MCMULLEN | CN605615046 | RN111178695 | Pipeline automatic shut-off valves at 28°29'49.8"N 98°44'40.4"W, 28°28'33.3"N 98°37'52.0"W, 28°28'08.5"N 98°34'18.8"W, 28°26'57.5"N 98°27'31.5"W, and 28°25'20.1"N 98°21'57.4"W. | The following property is used 100% for pollution control and is installed to meet or exceed federal or state regulations: Pipeline automatic shut-off valves at 28°29'49.8"N 98°44'40.4"W, 28°28'33.3"N 98°37'52.0"W, 28°28'08.5"N 98°34'18.8"W, 28°26'57.5"N 98°27'31.5"W, and 28°25'20.1"N 98°21'57.4"W. | 2021-03-17 | 2396701 | 100
23585 | T1 | CACTUS II PIPELINE LLC | CACTUS II PIPELINE SEGMENT IN LIVE OAK COUNTY | CACTUS II PIPELINE SEGMENT IN LIVE OAK COUNTY | Live Oak County | TX | 78022 | LIVE OAK | CN605615046 | RN111178711 | Pipeline automatic shut-off valves at 28°20'40.0"N 98°04'53.4"W and 28°17'43.1"N 97°59'36.0"W. | The following property is used 100% for pollution control and is installed to meet or exceed federal or state regulations: Pipeline automatic shut-off valves at 28°20'40.0"N 98°04'53.4"W and 28°17'43.1"N 97°59'36.0"W. | 2021-03-17 | 1005560 | 100
23586 | T1 | CACTUS II PIPELINE LLC | CACTUS II PIPELINE SEGMENT IN LA SALLE COUNTY | CACTUS II PIPELINE SEGMENT IN LA SALLE COUNTY | La Salle County | TX | 78014 | LA SALLE | CN605615046 | RN111178729 | Pipeline automatic automatic shut-off valves at 28°37'20.2"N 99°19'25.8"W, 28°35'39.6"N 99°18'12.8"W, 28°31'36.1"N 99°13'07.6"W, 28°29'35.0"N 99°02'50.1"W, 28°28'52.7"N 98°57'50.3"W, and 28°30'09.3"N 98°48'13.3"W. | The following property is used 100% for pollution control and is installed to meet or exceed federal or state regulations: Pipeline automatic automatic shut-off valves at 28°37'20.2"N 99°19'25.8"W, 28°35'39.6"N 99°18'12.8"W, 28°31'36.1"N 99°13'07.6"W, 28°29'35.0"N 99°02'50.1"W, 28°28'52.7"N 98°57'50.3"W, and 28°30'09.3"N 98°48'13.3"W. | 2021-03-17 | 2876042 | 100
23587 | T1 | CACTUS II PIPELINE LLC | CACTUS II PIPELINE SEGMENT IN KINNEY COUNTY | CACTUS II PIPELINE SEGMENT IN KINNEY COUNTY | Kinney County | TX | 78832 | KINNEY | CN605615046 | RN111178737 | Pipeline automatic shut-off valves at 29°16'11.6"N 100°38'49.4"W, 29°14'56.1"N 100°36'46.6"W, 29°11'40.4"N 100°31'00.9"W, 29°08'47.1"N 100°25'37.3"W, 29°07'22.4"N 100°18'32.5"W, and 29°05'17.9"N 100°11'41.0"W. | The following property is used 100% for pollution control and is installed to meet or exceed federal or state regulations: Pipeline automatic shut-off valves at 29°16'11.6"N 100°38'49.4"W, 29°14'56.1"N 100°36'46.6"W, 29°11'40.4"N 100°31'00.9"W, 29°08'47.1"N 100°25'37.3"W, 29°07'22.4"N 100°18'32.5"W, and 29°05'17.9"N 100°11'41.0"W. | 2021-03-17 | 2876042 | 100
23588 | T1 | CACTUS II PIPELINE LLC | CACTUS II PIPELINE SEGMENT IN FRIO COUNTY | CACTUS II PIPELINE SEGMENT IN FRIO COUNTY | Frio County | TX | 78061 | FRIO | CN605615046 | RN111178745 | Pipeline automatic shut-off valve at 28°42'38.4"N 99°21'35.5"W. | The following property is used 100% for pollution control and is installed to meet or exceed federal or state regulations: Pipeline automatic shut-off valve at 28°42'38.4"N 99°21'35.5"W. | 2021-03-17 | 479340 | 100
23589 | T1 | CACTUS II PIPELINE LLC | CACTUS II PIPELINE SEGMENT IN CROCKETT COUNTY | CACTUS II PIPELINE SEGMENT IN CROCKETT COUNTY | Crockett County | TX | 76943 | CROCKETT | CN605615046 | RN111178752 | Pipeline automatic shut-off valves at 31°04'37.8"N 102°02'11.5"W, 30°59'42.1"N 101°59'09.8"W, 30°57'08.6"N 101°55'27.1"W, 30°48'53.7"N 101°46'20.9"W, 30°44'29.3"N 101°40'35.3"W, 30°39'17.5"N 101°35'18.6"W, 30°34'16.4"N 101°29'45.5"W, 30°30'59.9"N 101°23'54.4"W, 30°27'12.4"N 101°19'21.3"W, 30°22'37.7"N 101°14'22.1"W, and 30°36'24.5"N 101°32'09.2"W. | The following property is used 100% for pollution control and is installed to meet or exceed federal or state regulations: Pipeline automatic shut-off valves at 31°04'37.8"N 102°02'11.5"W, 30°59'42.1"N 101°59'09.8"W, 30°57'08.6"N 101°55'27.1"W, 30°48'53.7"N 101°46'20.9"W, 30°44'29.3"N 101°40'35.3"W, 30°39'17.5"N 101°35'18.6"W, 30°34'16.4"N 101°29'45.5"W, 30°30'59.9"N 101°23'54.4"W, 30°27'12.4"N 101°19'21.3"W, 30°22'37.7"N 101°14'22.1"W, and 30°36'24.5"N 101°32'09.2"W. | 2021-03-17 | 5285635 | 100
23590 | T1 | CACTUS II PIPELINE LLC | CACTUS II PIPELINE SEGMENT IN VAL VERDE COUNTY | CACTUS II PIPELINE SEGMENT IN VAL VERDE COUNTY | Val Verde County | TX | 78840 | VAL VERDE | CN605615046 | RN111178661 | Pipeline Inspection Gauge (PIG) launchers at 29°50'40.5"N 100°48'32.1"W and 29°50'40.8"N 100°48'29.4"W. | The following property is used 100% for pollution control and is installed to meet or exceed federal or state regulations: Pipeline Inspection Gauge (PIG) launchers at 29°50'40.5"N 100°48'32.1"W and 29°50'40.8"N 100°48'29.4"W. | 2021-03-18 | 454103 | 100
23591 | T1 | CACTUS II PIPELINE LLC | CACTUS II PIPELINE SEGMENT IN UPTON COUNTY | CACTUS II PIPELINE SEGMENT IN UPTON COUNTY | Upton County | TX | 79787 | UPTON | CN605615046 | RN111178679 | Pipeline Inspection Gauge (PIG) receiver at 31°08'19.8"N 102°10'56.7"W. | The following property is used 100% for pollution control and is installed to meet or exceed federal or state regulations: Pipeline Inspection Gauge (PIG) receiver at 31°08'19.8"N 102°10'56.7"W. | 2021-03-18 | 247037 | 100
23592 | T1 | CACTUS II PIPELINE LLC | CACTUS II PIPELINE SEGMENT IN SAN PATRICIO COUNTY | CACTUS II PIPELINE SEGMENT IN SAN PATRICIO COUNTY | San Patricio County | TX | 78387 | SAN PATRICIO | CN605615046 | RN111178687 | Pipeline Inspection Gauge (PIG) launcher at 27°54'37.3"N 97°25'02.0"W, PIG receiver at 27°54'40.3"N 97°25'00.2"W, and PIG launchers/receivers at 27°54'40.3"N 97°24'58.1"W, and 27°49'48.0"N 97°11'50.7"W. | The following property is used 100% for pollution control and is installed to meet or exceed federal or state regulations: Pipeline Inspection Gauge (PIG) launcher at 27°54'37.3"N 97°25'02.0"W, PIG receiver at 27°54'40.3"N 97°25'00.2"W, and PIG launchers/receivers at 27°54'40.3"N 97°24'58.1"W, and 27°49'48.0"N 97°11'50.7"W. | 2021-03-18 | 952618 | 100
23593 | T1 | CACTUS II PIPELINE LLC | CACTUS II PIPELINE SEGMENT IN LA SALLE COUNTY | CACTUS II PIPELINE SEGMENT IN LA SALLE COUNTY | La Salle County | TX | 78014 | LA SALLE | CN605615046 | RN111178729 | Pipeline Inspection Gauge (PIG) launcher at 28°31'36.1"N 99°13'07.6"W and PIG receiver at 28°31'37.5"N 99°13'11.5"W. | The following property is used 100% for pollution control and is installed to meet or exceed federal or state regulations: Pipeline Inspection Gauge (PIG) launcher at 28°31'36.1"N 99°13'07.6"W and PIG receiver at 28°31'37.5"N 99°13'11.5"W. | 2021-03-18 | 454103 | 100
23594 | T1 | CACTUS II PIPELINE LLC | CACTUS II PIPELINE SEGMENT IN ZAVALA COUNTY | CACTUS II PIPELINE SEGMENT IN ZAVALA COUNTY | Zavala County | TX | 78839 | ZAVALA | CN605615046 | RN111178653 | Nondestructive pipeline testing expenditures – Radiography. | The following property is used 100% for pollution control and is installed to meet or exceed federal or state regulations: Nondestructive pipeline testing expenditures – Radiography. | 2021-03-18 | 2289583 | 100
23595 | T1 | CACTUS II PIPELINE LLC | CACTUS II PIPELINE SEGMENT IN VAL VERDE COUNTY | CACTUS II PIPELINE SEGMENT IN VAL VERDE COUNTY | Val Verde County | TX | 78840 | VAL VERDE | CN605615046 | RN111178661 | Nondestructive pipeline testing expenditures – Radiography. | The following property is used 100% for pollution control and is installed to meet or exceed federal or state regulations: Nondestructive pipeline testing expenditures – Radiography. | 2021-03-18 | 3505905 | 100
23596 | T1 | CACTUS II PIPELINE LLC | CACTUS II PIPELINE SEGMENT IN UPTON COUNTY | CACTUS II PIPELINE SEGMENT IN UPTON COUNTY | Upton County | TX | 79787 | UPTON | CN605615046 | RN111178679 | Nondestructive pipeline testing expenditures – Radiography. | The following property is used 100% for pollution control and is installed to meet or exceed federal or state regulations: Nondestructive pipeline testing expenditures – Radiography. | 2021-03-18 | 478087 | 100
23597 | T1 | CACTUS II PIPELINE LLC | CACTUS II PIPELINE SEGMENT IN SAN PATRICIO COUNTY | CACTUS II PIPELINE SEGMENT IN SAN PATRICIO COUNTY | San Patricio County | TX | 78387 | SAN PATRICIO | CN605615046 | RN111178687 | Nondestructive pipeline testing expenditures – Radiography. | The following property is used 100% for pollution control and is installed to meet or exceed federal or state regulations: Nondestructive pipeline testing expenditures – Radiography. | 2021-03-18 | 2417851 | 100
23598 | T1 | CACTUS II PIPELINE LLC | CACTUS II PIPELINE SEGMENT IN MCMULLEN COUNTY | CACTUS II PIPELINE SEGMENT IN MCMULLEN COUNTY | Mcmullen County | TX | 78072 | MCMULLEN | CN605615046 | RN111178695 | Nondestructive pipeline testing expenditures – Radiography. | The following property is used 100% for pollution control and is installed to meet or exceed federal or state regulations: Nondestructive pipeline testing expenditures – Radiography. | 2021-03-18 | 1341301 | 100
23599 | T1 | CACTUS II PIPELINE LLC | CACTUS II PIPELINE SEGMENT IN MAVERICK COUNTY | CACTUS II PIPELINE SEGMENT IN MAVERICK COUNTY | Maverick County | TX | 78852 | MAVERICK | CN605615046 | RN111178703 | Nondestructive pipeline testing expenditures – Radiography. | The following property is used 100% for pollution control and is installed to meet or exceed federal or state regulations: Nondestructive pipeline testing expenditures – Radiography. | 2021-03-18 | 72249 | 100
23600 | T1 | CACTUS II PIPELINE LLC | CACTUS II PIPELINE SEGMENT IN LIVE OAK COUNTY | CACTUS II PIPELINE SEGMENT IN LIVE OAK COUNTY | Live Oak County | TX | 78022 | LIVE OAK | CN605615046 | RN111178711 | Nondestructive pipeline testing expenditures – Radiography. | The following property is used 100% for pollution control and is installed to meet or exceed federal or state regulations: Nondestructive pipeline testing expenditures – Radiography. | 2021-03-18 | 1747467 | 100
23601 | T1 | CACTUS II PIPELINE LLC | CACTUS II PIPELINE SEGMENT IN LA SALLE COUNTY | CACTUS II PIPELINE SEGMENT IN LA SALLE COUNTY | La Salle County | TX | 78014 | LA SALLE | CN605615046 | RN111178729 | Nondestructive pipeline testing expenditures – Radiography. | The following property is used 100% for pollution control and is installed to meet or exceed federal or state regulations: Nondestructive pipeline testing expenditures – Radiography. | 2021-03-18 | 1676901 | 100
23602 | T1 | CACTUS II PIPELINE LLC | CACTUS II PIPELINE SEGMENT IN KINNEY COUNTY | CACTUS II PIPELINE SEGMENT IN KINNEY COUNTY | Kinney County | TX | 78832 | KINNEY | CN605615046 | RN111178737 | Nondestructive pipeline testing expenditures – Radiography. | The following property is used 100% for pollution control and is installed to meet or exceed federal or state regulations: Nondestructive pipeline testing expenditures – Radiography. | 2021-03-18 | 1800612 | 100
23603 | T1 | CACTUS II PIPELINE LLC | CACTUS II PIPELINE SEGMENT IN FRIO COUNTY | CACTUS II PIPELINE SEGMENT IN FRIO COUNTY | Frio County | TX | 78061 | FRIO | CN605615046 | RN111178745 | Nondestructive pipeline testing expenditures – Radiography. | The following property is used 100% for pollution control and is installed to meet or exceed federal or state regulations: Nondestructive pipeline testing expenditures – Radiography. | 2021-03-18 | 489309 | 100
23604 | T1 | CACTUS II PIPELINE LLC | CACTUS II PIPELINE SEGMENT IN CROCKETT COUNTY | CACTUS II PIPELINE SEGMENT IN CROCKETT COUNTY | Crockett County | TX | 76943 | CROCKETT | CN605615046 | RN111178752 | Nondestructive pipeline testing expenditures – Radiography. | The following property is used 100% for pollution control and is installed to meet or exceed federal or state regulations: Nondestructive pipeline testing expenditures – Radiography. | 2021-03-18 | 3555433 | 100
23605 | T1 | CACTUS II PIPELINE LLC | CACTUS II PIPELINE SEGMENT IN VAL VERDE COUNTY | CACTUS II PIPELINE SEGMENT IN VAL VERDE COUNTY | Val Verde County | TX | 78840 | VAL VERDE | CN605615046 | RN111178661 | Cathodic protection and pipeline coatings consisting of fusion-bonded epoxy (FBE) on the pipe surface; adhesive for topcoat; and topcoat consisting of polyethylene or polypropylene. | The following property is used 100% for pollution control and is installed to meet or exceed federal or state regulations: Cathodic protection and pipeline coatings consisting of fusion-bonded epoxy (FBE) on the pipe surface; adhesive for topcoat; and topcoat consisting of polyethylene or polypropylene. | 2021-03-18 | 2777039 | 100
23606 | T1 | CACTUS II PIPELINE LLC | CACTUS II PIPELINE SEGMENT IN ZAVALA COUNTY | CACTUS II PIPELINE SEGMENT IN ZAVALA COUNTY | Zavala County | TX | 78839 | ZAVALA | CN605615046 | RN111178653 | Cathodic protection and pipeline coatings consisting of fusion-bonded epoxy (FBE) on the pipe surface; adhesive for topcoat; and topcoat consisting of polyethylene or polypropylene. | The following property is used 100% for pollution control and is installed to meet or exceed federal or state regulations: Cathodic protection and pipeline coatings consisting of fusion-bonded epoxy (FBE) on the pipe surface; adhesive for topcoat; and topcoat consisting of polyethylene or polypropylene. | 2021-03-18 | 1813586 | 100
23607 | T1 | CACTUS II PIPELINE LLC | CACTUS II PIPELINE SEGMENT IN UPTON COUNTY | CACTUS II PIPELINE SEGMENT IN UPTON COUNTY | Upton County | TX | 79787 | UPTON | CN605615046 | RN111178679 | Cathodic protection and pipeline coatings consisting of fusion-bonded epoxy (FBE) on the pipe surface; adhesive for topcoat; and topcoat consisting of polyethylene or polypropylene. | The following property is used 100% for pollution control and is installed to meet or exceed federal or state regulations: Cathodic protection and pipeline coatings consisting of fusion-bonded epoxy (FBE) on the pipe surface; adhesive for topcoat; and topcoat consisting of polyethylene or polypropylene. | 2021-03-18 | 378695 | 100
23608 | T1 | CACTUS II PIPELINE LLC | CACTUS II PIPELINE SEGMENT IN SAN PATRICIO COUNTY | CACTUS II PIPELINE SEGMENT IN SAN PATRICIO COUNTY | San Patricio County | TX | 78387 | SAN PATRICIO | CN605615046 | RN111178687 | Cathodic protection and pipeline coatings consisting of fusion-bonded epoxy (FBE) on the pipe surface; adhesive for topcoat; and topcoat consisting of polyethylene or polypropylene. | The following property is used 100% for pollution control and is installed to meet or exceed federal or state regulations: Cathodic protection and pipeline coatings consisting of fusion-bonded epoxy (FBE) on the pipe surface; adhesive for topcoat; and topcoat consisting of polyethylene or polypropylene. | 2021-03-18 | 1915188 | 100
23609 | T1 | CACTUS II PIPELINE LLC | CACTUS II PIPELINE SEGMENT IN MCMULLEN COUNTY | CACTUS II PIPELINE SEGMENT IN MCMULLEN COUNTY | Mcmullen County | TX | 78072 | MCMULLEN | CN605615046 | RN111178695 | Cathodic protection and pipeline coatings consisting of fusion-bonded epoxy (FBE) on the pipe surface; adhesive for topcoat; and topcoat consisting of polyethylene or polypropylene. | The following property is used 100% for pollution control and is installed to meet or exceed federal or state regulations: Cathodic protection and pipeline coatings consisting of fusion-bonded epoxy (FBE) on the pipe surface; adhesive for topcoat; and topcoat consisting of polyethylene or polypropylene. | 2021-03-18 | 1062449 | 100
23610 | T1 | CACTUS II PIPELINE LLC | CACTUS II PIPELINE SEGMENT IN MAVERICK COUNTY | CACTUS II PIPELINE SEGMENT IN MAVERICK COUNTY | Maverick County | TX | 78852 | MAVERICK | CN605615046 | RN111178703 | Cathodic protection and pipeline coatings consisting of fusion-bonded epoxy (FBE) on the pipe surface; adhesive for topcoat; and topcoat consisting of polyethylene or polypropylene. | The following property is used 100% for pollution control and is installed to meet or exceed federal or state regulations: Cathodic protection and pipeline coatings consisting of fusion-bonded epoxy (FBE) on the pipe surface; adhesive for topcoat; and topcoat consisting of polyethylene or polypropylene. | 2021-03-18 | 57229 | 100
23611 | T1 | CACTUS II PIPELINE LLC | CACTUS II PIPELINE SEGMENT IN LIVE OAK COUNTY | CACTUS II PIPELINE SEGMENT IN LIVE OAK COUNTY | Live Oak County | TX | 78022 | LIVE OAK | CN605615046 | RN111178711 | Cathodic protection and pipeline coatings consisting of fusion-bonded epoxy (FBE) on the pipe surface; adhesive for topcoat; and topcoat consisting of polyethylene or polypropylene. | The following property is used 100% for pollution control and is installed to meet or exceed federal or state regulations: Cathodic protection and pipeline coatings consisting of fusion-bonded epoxy (FBE) on the pipe surface; adhesive for topcoat; and topcoat consisting of polyethylene or polypropylene. | 2021-03-18 | 1384174 | 100
23612 | T1 | CACTUS II PIPELINE LLC | CACTUS II PIPELINE SEGMENT IN LA SALLE COUNTY | CACTUS II PIPELINE SEGMENT IN LA SALLE COUNTY | La Salle County | TX | 78014 | LA SALLE | CN605615046 | RN111178729 | Cathodic protection and pipeline coatings consisting of fusion-bonded epoxy (FBE) on the pipe surface; adhesive for topcoat; and topcoat consisting of polyethylene or polypropylene. | The following property is used 100% for pollution control and is installed to meet or exceed federal or state regulations: Cathodic protection and pipeline coatings consisting of fusion-bonded epoxy (FBE) on the pipe surface; adhesive for topcoat; and topcoat consisting of polyethylene or polypropylene. | 2021-03-18 | 1328278 | 100
23613 | T1 | CACTUS II PIPELINE LLC | CACTUS II PIPELINE SEGMENT IN KINNEY COUNTY | CACTUS II PIPELINE SEGMENT IN KINNEY COUNTY | Kinney County | TX | 78832 | KINNEY | CN605615046 | RN111178737 | Cathodic protection and pipeline coatings consisting of fusion-bonded epoxy (FBE) on the pipe surface; adhesive for topcoat; and topcoat consisting of polyethylene or polypropylene. | The following property is used 100% for pollution control and is installed to meet or exceed federal or state regulations: Cathodic protection and pipeline coatings consisting of fusion-bonded epoxy (FBE) on the pipe surface; adhesive for topcoat; and topcoat consisting of polyethylene or polypropylene. | 2021-03-18 | 1426270 | 100
23614 | T1 | CACTUS II PIPELINE LLC | CACTUS II PIPELINE SEGMENT IN FRIO COUNTY | CACTUS II PIPELINE SEGMENT IN FRIO COUNTY | Frio County | TX | 78061 | FRIO | CN605615046 | RN111178745 | Cathodic protection and pipeline coatings consisting of fusion-bonded epoxy (FBE) on the pipe surface; adhesive for topcoat; and topcoat consisting of polyethylene or polypropylene. | The following property is used 100% for pollution control and is installed to meet or exceed federal or state regulations: Cathodic protection and pipeline coatings consisting of fusion-bonded epoxy (FBE) on the pipe surface; adhesive for topcoat; and topcoat consisting of polyethylene or polypropylene. | 2021-03-18 | 387583 | 100
23615 | T1 | CACTUS II PIPELINE LLC | CACTUS II PIPELINE SEGMENT IN CROCKETT COUNTY | CACTUS II PIPELINE SEGMENT IN CROCKETT COUNTY | Crockett County | TX | 76943 | CROCKETT | CN605615046 | RN111178752 | Cathodic protection and pipeline coatings consisting of fusion-bonded epoxy (FBE) on the pipe surface; adhesive for topcoat; and topcoat consisting of polyethylene or polypropylene. | The following property is used 100% for pollution control and is installed to meet or exceed federal or state regulations: Cathodic protection and pipeline coatings consisting of fusion-bonded epoxy (FBE) on the pipe surface; adhesive for topcoat; and topcoat consisting of polyethylene or polypropylene. | 2021-03-18 | 2816270 | 100
23616 | T1 | HENDRIX INDUSTRIES INC | SEALY QUARTZ MANUFACTURING FACILITY | Latitude = 29.726461, Longitude = -96.174619 | Austin County | TX | 77474 | AUSTIN | CN605796499 | RN111071411 | Regenerative Thermal Oxidizer RTO installed at quartz countertop manufacturing facility to be used for control of Volatile Organic Compounds and Hazardous Air Pollutant emissions from the resin used throughout the process. Pollution Control Property includes the RTO and the associated ductwork. RTO combusts process waste gases. Other than the stack exhaust, no waste materials are created. RTO is located on west side of manufacturing building. | The following property is used 100% for pollution control and is installed to meet or exceed federal or state regulations: Sedimentation and erosion controls consisting of slope breakers, silt fences, sedimentation barriers, staked hay or straw bales, matting and diking. | 2021-04-13 | 936365 | 100
23617 | T1 | HENDRIX INDUSTRIES INC | SEALY QUARTZ MANUFACTURING FACILITY | Latitude = 29.726461, Longitude = -96.174619 | Austin County | TX | 77474 | AUSTIN | CN605796499 | RN111071411 | Baghouse installed to be used for control of particulate matter emissions from both quartz counter top manufacturing process lines. Particulate matter emissions will be routed to the baghouse through ductwork. The material collected will be sent to a landfill for disposal. Baghouse is located on the west side of the manufacturing building. | The following property is used 100% for pollution control and is installed to meet or exceed federal or state regulations: Sedimentation and erosion controls consisting of slope breakers, silt fences, sedimentation barriers, staked hay or straw bales, matting and diking. | 2021-04-15 | 224000 | 100
23618 | T1 | ORYX MIDLAND OIL GATHERING LLC | ORYX MIDLAND OIL GATHERING PIPELINE IN MIDLAND COUNTY | ORYX MIDLAND OIL GATHERING, LLC PIPELINE SEGMENT IN MIDLAND COUNTY | Midland County | TX | 79701 | MIDLAND | CN605029354 | RN111181491 | Sedimentation and erosion controls consisting of slope breakers, silt fences, sedimentation barriers, staked hay or straw bales, matting and diking. | The following property is used 100% for pollution control and is installed to meet or exceed federal or state regulations: Sedimentation and erosion controls consisting of slope breakers, silt fences, sedimentation barriers, staked hay or straw bales, matting and diking. | 2021-03-29 | 1266262 | 100
23619 | T1 | ORYX MIDLAND OIL GATHERING LLC | ORYX MIDLAND OIL GATHERING PIPELINE IN MARTIN COUNTY | ORYX MIDLAND OIL GATHERING, LLC PIPELINE SEGMENT IN MARTIN COUNTY | Martin County | TX | 79782 | MARTIN | CN605029354 | RN111181509 | Sedimentation and erosion controls consisting of slope breakers, silt fences, sedimentation barriers, staked hay or straw bales, matting and diking. | The following property is used 100% for pollution control and is installed to meet or exceed federal or state regulations: Sedimentation and erosion controls consisting of slope breakers, silt fences, sedimentation barriers, staked hay or straw bales, matting and diking. | 2021-03-29 | 9893944 | 100
23620 | T1 | ORYX MIDLAND OIL GATHERING LLC | ORYX MIDLAND OIL GATHERING PIPELINE IN GAINES COUNTY | ORYX MIDLAND OIL GATHERING, LLC PIPELINE SEGMENT IN GAINES COUNTY | Gaines County | TX | 79360 | GAINES | CN605029354 | RN111181517 | Sedimentation and erosion controls consisting of slope breakers, silt fences, sedimentation barriers, staked hay or straw bales, matting and diking. | The following property is used 100% for pollution control and is installed to meet or exceed federal or state regulations: Sedimentation and erosion controls consisting of slope breakers, silt fences, sedimentation barriers, staked hay or straw bales, matting and diking. | 2021-03-29 | 57060 | 100
23621 | T1 | ORYX MIDLAND OIL GATHERING LLC | ORYX MIDLAND OIL GATHERING PIPELINE IN ECTOR COUNTY | ORYX MIDLAND OIL GATHERING, LLC PIPELINE SEGMENT IN ECTOR COUNTY | Ector County | TX | 79760 | ECTOR | CN605029354 | RN111181525 | Sedimentation and erosion controls consisting of slope breakers, silt fences, sedimentation barriers, staked hay or straw bales, matting and diking. | The following property is used 100% for pollution control and is installed to meet or exceed federal or state regulations: Sedimentation and erosion controls consisting of slope breakers, silt fences, sedimentation barriers, staked hay or straw bales, matting and diking. | 2021-03-29 | 1120267 | 100
23622 | T1 | ORYX MIDLAND OIL GATHERING LLC | ORYX MIDLAND OIL GATHERING PIPELINE IN ANDREWS COUNTY | ORYX MIDLAND OIL GATHERING, LLC PIPELINE SEGMENT IN ANDREWS COUNTY | Andrews County | TX | 79714 | ANDREWS | CN605029354 | RN111181533 | Sedimentation and erosion controls consisting of slope breakers, silt fences, sedimentation barriers, staked hay or straw bales, matting and diking. | The following property is used 100% for pollution control and is installed to meet or exceed federal or state regulations: Sedimentation and erosion controls consisting of slope breakers, silt fences, sedimentation barriers, staked hay or straw bales, matting and diking. | 2021-03-29 | 4599525 | 100
23623 | T1 | ORYX DELAWARE OIL TRANSPORT LLC | ORYX SARAGOSA GATHERING PIPELINE IN REEVES COUNTY | ORYX SARAGOSA GATHERING, LLC PIPELINE SEGMENT IN REEVES COUNTY | Reeves County | TX | 79772 | REEVES | CN605425073 | RN111181541 | Sedimentation and erosion controls consisting of slope breakers, silt fences, sedimentation barriers, staked hay or straw bales, matting and diking. | The following property is used 100% for pollution control and is installed to meet or exceed federal or state regulations: Sedimentation and erosion controls consisting of slope breakers, silt fences, sedimentation barriers, staked hay or straw bales, matting and diking. | 2021-03-29 | 905375 | 100
23624 | T1 | ORYX DELAWARE OIL TRANSPORT LLC | ORYX SOUTHERN DELAWARE OIL GATHERING PIPELINE IN WARD COUNTY | ORYX SOUTHERN DELAWARE OIL GATHERING AND TRANSPORT LLC PIPELINE SEGMENT IN WARD COUNTY | Ward County | TX | 79756 | WARD | CN605425073 | RN111181558 | Sedimentation and erosion controls consisting of slope breakers, silt fences, sedimentation barriers, staked hay or straw bales, matting and diking. | The following property is used 100% for pollution control and is installed to meet or exceed federal or state regulations: Sedimentation and erosion controls consisting of slope breakers, silt fences, sedimentation barriers, staked hay or straw bales, matting and diking. | 2021-04-01 | 555154 | 100
23625 | T1 | ORYX DELAWARE OIL TRANSPORT LLC | ORYX SOUTHERN DELAWARE OIL GATHERING PIPELINE IN REEVES COUN | ORYX SOUTHERN DELAWARE OIL GATHERING AND TRANSPORT LLC PIPELINE SEGMENT IN REEVES COUNTY | Reeves County | TX | 79772 | REEVES | CN605425073 | RN111181566 | Sedimentation and erosion controls consisting of slope breakers, silt fences, sedimentation barriers, staked hay or straw bales, matting and diking. | The following property is used 100% for pollution control and is installed to meet or exceed federal or state regulations: Sedimentation and erosion controls consisting of slope breakers, silt fences, sedimentation barriers, staked hay or straw bales, matting and diking. | 2021-04-01 | 9273216 | 100
23626 | T1 | ORYX DELAWARE OIL TRANSPORT LLC | ORYX SOUTHERN DELAWARE OIL GATHERING PIPELINE PECOS COUNTY | ORYX SOUTHERN DELAWARE OIL GATHERING AND TRANSPORT LLC PIPELINE SEGMENT IN PECOS COUNTY | Pecos County | TX | 79735 | PECOS | CN605425073 | RN111181574 | Sedimentation and erosion controls consisting of slope breakers, silt fences, sedimentation barriers, staked hay or straw bales, matting and diking. | The following property is used 100% for pollution control and is installed to meet or exceed federal or state regulations: Sedimentation and erosion controls consisting of slope breakers, silt fences, sedimentation barriers, staked hay or straw bales, matting and diking. | 2021-04-01 | 651503 | 100
23627 | T1 | ORYX DELAWARE OIL TRANSPORT LLC | ORYX SOUTHERN DELAWARE OIL GATHERING PIPELINE CRANE COUNTY | ORYX SOUTHERN DELAWARE OIL GATHERING AND TRANSPORT LLC PIPELINE SEGMENT IN CRANE COUNTY | Crane County | TX | 79731 | CRANE | CN605425073 | RN111181582 | Sedimentation and erosion controls consisting of slope breakers, silt fences, sedimentation barriers, staked hay or straw bales, matting and diking. | The following property is used 100% for pollution control and is installed to meet or exceed federal or state regulations: Sedimentation and erosion controls consisting of slope breakers, silt fences, sedimentation barriers, staked hay or straw bales, matting and diking. | 2021-04-01 | 77232 | 100
23628 | T1 | ORYX WINK OIL PIPELINE LLC | ORYX WINK OIL PIPELINE IN WINKLER COUNTY | ORYX WINK OIL PIPELINE LLC PIPELINE SEGMENT IN WINKLER COUNTY | Winkler County | TX | 79745 | WINKLER | CN605744259 | RN111181590 | Sedimentation and erosion controls consisting of slope breakers, silt fences, sedimentation barriers, staked hay or straw bales, matting and diking. | The following property is used 100% for pollution control and is installed to meet or exceed federal or state regulations: Sedimentation and erosion controls consisting of slope breakers, silt fences, sedimentation barriers, staked hay or straw bales, matting and diking. | 2021-04-01 | 4293055 | 100
23629 | T1 | ORYX WINK OIL PIPELINE LLC | ORYX WINK OIL PIPELINE IN WARD COUNTY | ORYX WINK OIL PIPELINE LLC PIPELINE SEGMENT WARD COUNTY | Ward County | TX | 79756 | WARD | CN605744259 | RN111181608 | Sedimentation and erosion controls consisting of slope breakers, silt fences, sedimentation barriers, staked hay or straw bales, matting and diking. | The following property is used 100% for pollution control and is installed to meet or exceed federal or state regulations: Sedimentation and erosion controls consisting of slope breakers, silt fences, sedimentation barriers, staked hay or straw bales, matting and diking. | 2021-04-01 | 788755 | 100
23630 | T1 | ORYX WINK OIL PIPELINE LLC | ORYX WINK OIL PIPELINE IN LOVING COUNTY | ORYX WINK OIL PIPELINE LLC PIPELINE SEGMENT LOVING COUNTY | Loving County | TX | 79754 | LOVING | CN605744259 | RN111181616 | Sedimentation and erosion controls consisting of slope breakers, silt fences, sedimentation barriers, staked hay or straw bales, matting and diking. | The following property is used 100% for pollution control and is installed to meet or exceed federal or state regulations: Sedimentation and erosion controls consisting of slope breakers, silt fences, sedimentation barriers, staked hay or straw bales, matting and diking. | 2021-04-01 | 8130053 | 100
23631 | T1 | ORYX DELAWARE OIL TRANSPORT LLC | PERMIAN OIL LLC PIPELINE SEGMENT IN REEVES COUNTY | PERMIAN OIL LLC PIPELINE SEGMENT IN REEVES COUNTY | Reeves County | TX | 79772 | REEVES | CN605425073 | RN111181624 | Sedimentation and erosion controls consisting of slope breakers, silt fences, sedimentation barriers, staked hay or straw bales, matting and diking. | The following property is used 100% for pollution control and is installed to meet or exceed federal or state regulations: Sedimentation and erosion controls consisting of slope breakers, silt fences, sedimentation barriers, staked hay or straw bales, matting and diking. | 2021-04-01 | 752676 | 100
23632 | T1 | TOKAI CARBON CB LTD | BIG SPRING CARBON BLACK PLANT | 1211 N MIDWAY RD | BIG SPRING | TX | 79720 | HOWARD | CN600131171 | RN100226026 | Big Spring NOx Scrubbing selective catalytic reduction system at Emission Point Number (EPN) 13A. | The following property is used 100% for pollution control to meet or exceed federal or state regulations: Big Spring NOx Scrubbing selective catalytic reduction system at Emission Point Number (EPN) 13A. | 2021-04-15 | 8500000 | 100
23633 | T1 | PLAINS MARKETING LP | CORPUS CHRISTI DOCK AND STORAGE TERMINAL II | 5500 UP RIVER RD | CORPUS CHRISTI | TX | 78407 | NUECES | CN601275134 | RN107247298 | Eagle Ford Terminal Background Eagle Ford Terminals Corpus Christi LLC Eagle Ford Terminals is a joint venture between Plains All American Pipeline PPA and Enterprise Products Partners L.P. Enterprise. The recently completed Eagle Ford Terminals Facility the Facility, located in Nueces County, TX. The Facility is connected to Enterprise and PPAs 660,000-barrels-per-day Eagle Ford Joint Venture Pipeline, which transports crude from Permian Basin and Eagle Ford Shale to the U.S. Gulf Coast. The Facility is capable of loading up to 40,000 barrels of oil per hour and has four storage tanks, with a combined storage capacity of 1.4 million barrels. It also has land available to expand capacity to 5 million barrels. Pollution Control Facility Description Tank Coatings and Cathodic Protection The Coatings and Cathodic Protection for Spill and Leakage Prevention System were installed to mitigate corrosion of Facility petroleum products storage tanks and associated piping minimizing and/or preventing any resultant leakage or spill of petroleum or petroleum products. Installed protective coatings and/or paints are applied to the storage tanks and their appurtenances to form a barrier against moisture or other corrosive substances. The Facilitys cathodic protection utilize sacrificial anodes and electrochemical principles to protect the storage tanks and their appurtenances from corrosion. The Subject Cathodic Protection and Pipe Coatings is related to the following Tank 27650 275,000 bbl 212ft dia. X 48ft Tank 27640 275,000 bbl 212ft dia. X 48ft Tank 35050 350,000 bbl. 212ft dia. x 60ft Tank 35040 350,000 bbl. 212ft dia. x 60ft The Facilitys Coatings and Cathodic Protection System are used to control and/or prevent the degradation of metal tanks and associated piping through which the inadvertent release of petroleum or petroleum products could contaminate the surface waters and groundwaters of the State of Texas. | The following property is used 100% for pollution control and is installed to meet or exceed federal or state regulations: Sedimentation and erosion controls consisting of slope breakers, silt fences, sedimentation barriers, staked hay or straw bales, matting and diking. | 2021-04-15 | 906645 | 100
23634 | T1 | PLAINS MARKETING LP | CORPUS CHRISTI DOCK AND STORAGE TERMINAL II | 5500 UP RIVER RD | CORPUS CHRISTI | TX | 78407 | NUECES | CN601275134 | RN107247298 | Eagle Ford Terminal Background Eagle Ford Terminals Corpus Christi LLC Eagle Ford Terminals is a joint venture between Plains All American Pipeline PPA and Enterprise Products Partners L.P. Enterprise. The recently completed Eagle Ford Terminals Facility the Facility, located in Nueces County, TX. The Facility is connected to Enterprise and PPAs 660,000-barrels-per-day Eagle Ford Joint Venture Pipeline, which transports crude from Permian Basin and Eagle Ford Shale to the U.S. Gulf Coast. The Facility is capable of loading up to 40,000 barrels of oil per hour and has four storage tanks, with a combined storage capacity of 1.4 million barrels. It also has land available to expand capacity to 5 million barrels. Pollution Control Facility Description Secondary Containment The Facility has installed Secondary Containment Facilities to contain and collect quantities of leaked and/or spilled petroleum or petroleum products from Facility storage tanks, transport vehicle loading and unloading facilities, and associated equipment piping and pumps at the Facility. The Facility Secondary Containment Facilities additions included within this Application include new berms installed around the Facilitys Tankage. The Subject Secondary Containment is related to the following Tanks Tank 27650 275,000 bbl 212ft dia. X 48ft Tank 27640 275,000 bbl 212ft dia. X 48ft Tank 35050 350,000 bbl. 212ft dia. x 60ft Tank 35040 350,000 bbl. 212ft dia. x 60ft The subject Facility Secondary Containment installations prevent any inadvertently leaked/spilled materials from contaminating the land and waters of the State of Texas. | The following property is used 100% for pollution control and is installed to meet or exceed federal or state regulations: Sedimentation and erosion controls consisting of slope breakers, silt fences, sedimentation barriers, staked hay or straw bales, matting and diking. | 2021-04-15 | 4528816 | 100
23635 | T1 | PLAINS MARKETING LP | CORPUS CHRISTI DOCK AND STORAGE TERMINAL II | 5500 UP RIVER RD | CORPUS CHRISTI | TX | 78407 | NUECES | CN601275134 | RN107247298 | Eagle Ford Terminal Background Eagle Ford Terminals Corpus Christi LLC Eagle Ford Terminals is a joint venture between Plains All American Pipeline PPA and Enterprise Products Partners L.P. Enterprise. The recently completed Eagle Ford Terminals Facility the Facility, located in Nueces County, TX. The Facility is connected to Enterprise and PPAs 660,000-barrels-per-day Eagle Ford Joint Venture Pipeline, which transports crude from Permian Basin and Eagle Ford Shale to the U.S. Gulf Coast. The Facility is capable of loading up to 40,000 barrels of oil per hour and has four storage tanks, with a combined storage capacity of 1.4 million barrels. It also has land available to expand capacity to 5 million barrels. Pollution Control Facility Description Vapor Combustor The Facilitys two 2 Vapor Combustors, placed in service in 2019, reduce and/or eliminate fugitive VOC emissions which may result from the storage, conveyance, and processing of condensate and petroleum products at the Facility. The Vapor Combustors reduce, control, and/or eliminate VOC emissions that might otherwise be released during Facility routine venting, maintenance, start-up, and shutdown MSS processes and upset situations. During routine venting, MSS activities and/or upset situations, waste gases are collected in piping headers and delivered to the Vapor Combustor. The Facilitys Vapor Combustors were installed to reduce and/or eliminate fugitive VOC emissions resulting from the storage, conveyance, and processing of petroleum and petroleum products at the Facility. | The following property is used 100% for pollution control and is installed to meet or exceed federal or state regulations: Sedimentation and erosion controls consisting of slope breakers, silt fences, sedimentation barriers, staked hay or straw bales, matting and diking. | 2021-04-15 | 9097698 | 100
23636 | T1 | PLAINS MARKETING LP | CORPUS CHRISTI DOCK AND STORAGE TERMINAL II | 5500 UP RIVER RD | CORPUS CHRISTI | TX | 78407 | NUECES | CN601275134 | RN107247298 | Eagle Ford Terminal Background Eagle Ford Terminals Corpus Christi LLC Eagle Ford Terminals is a joint venture between Plains All American Pipeline PPA and Enterprise Products Partners L.P. Enterprise. The recently completed Eagle Ford Terminals Facility the Facility, located in Nueces County, TX. The Facility is connected to Enterprise and PPA 660,000-barrels-per-day Eagle Ford Joint Venture Pipeline, which transports crude from Permian Basin and Eagle Ford Shale to the U.S. Gulf Coast. The Facility is capable of loading up to 40,000 barrels of oil per hour and has four storage tanks, with a combined storage capacity of 1.4 million barrels. It also has land available to expand capacity to 5 million barrels. Pollution Control Property Description Internal Floating Roofs Internal Floating Roofs IFRs installed at the Facility in 2019 reduce and/or eliminate fugitive volatile organic compound emissions VOCs that may result from the storage of petroleum products at the Facility. IFRs reduce the vapor space above liquid stored in tanks, thereby controlling any evaporative VOC emissions. An IFR was installed on the following Facility Storage Tanks Tank No. Tank Permit No. Capacity bbl. Tank 1 27650 275,000 Tank 2 27640 275,000 Tank 3 35050 350,000 Tank 4 35040 350,000 See Appendix A for a site plan showing the subject tank and IFR at the Facility. The Facilitys Internal Floating Roofs reduce and/or eliminate fugitive emissions that may otherwise cause pollution of the atmosphere of the State of Texas | The following property is used 100% for pollution control and is installed to meet or exceed federal or state regulations: Sedimentation and erosion controls consisting of slope breakers, silt fences, sedimentation barriers, staked hay or straw bales, matting and diking. | 2021-04-27 | 2846673 | 100
23637 | T1 | COCA-COLA SOUTHWEST BEVERAGES LLC | COCA-COLA SOUTHWEST BEVERAGES | 10475 DEER TRAIL DR | HOUSTON | TX | 77038 | HARRIS | CN605328855 | RN110912094 | 207,100 square feet of concrete and concrete grading. | The following property is used 100% for pollution control and is installed to meet or exceed federal or state regulations: 207,100 square feet of concrete and concrete grading. | 2021-08-10 | 1118340 | 100
23638 | T1 | COCA-COLA SOUTHWEST BEVERAGES LLC | COCA-COLA SOUTHWEST BEVERAGES | 10475 DEER TRAIL DR | HOUSTON | TX | 77038 | HARRIS | CN605328855 | RN110912094 | Wastewater treatment facility. | The following property is used 100% for pollution control and is installed to meet or exceed federal or state regulations: Wastewater treatment facility. | 2021-04-23 | 4700000 | 100
23639 | T1 | FORMOSA UTILITY VENTURE LTD | FORMOSA POINT COMFORT PLANT | 201 FORMOSA DR | POINT COMFORT | TX | 77978 | CALHOUN | CN602650954 | RN100218973 | Drift eliminators in the Utilities 3 Unit cooling tower. | The following property is used 100% for pollution control and is installed to meet or exceed federal or state regulations: Drift eliminators in the Utilities 3 Unit cooling tower. | 2021-07-06 | 75000 | 100
23640 | T1 | NAN YA PLASTICS CORPORATION TEXAS | FORMOSA POINT COMFORT PLANT | 201 FORMOSA DR | POINT COMFORT | TX | 77978 | CALHOUN | CN605854769 | RN100218973 | Drift eliminators in the Ethylene Glycol 2 Unit cooling tower. | The following property is used 100% for pollution control and is installed to meet or exceed federal or state regulations: Drift eliminators in the Ethylene Glycol 2 Unit cooling tower. | 2021-05-12 | 25752 | 100
23641 | T1 | INEOS USA LLC | CHOCOLATE BAYOU PLANT | Latitude = 29.224444, Longitude = -95.1975 | Brazoria County | TX | 77511 | BRAZORIA | CN602817884 | RN100238708 | Cyclone scrubber system including two decoke cyclones, two tanks, water injection system, and stack; continuous emissions monitor system consisting of three collection ports with tubing bundles and gas chromatographs; selective catalytic reduction and ammonia vaporization and distribution system including three pump skids and three blowers with air heater and ammonia mixing vessel skids; steam injection system; and the incremental cost difference for 360 low NOx burners versus similar burners without NOx controls. | The following property is used 100% for pollution control and is installed to meet or exceed federal or state regulations: Cyclone scrubber system including two decoke cyclones, two tanks, water injection system, and stack; continuous emissions monitor system consisting of three collection ports with tubing bundles and gas chromatographs; selective catalytic reduction and ammonia vaporization and distribution system including three pump skids and three blowers with air heater and ammonia mixing vessel skids; steam injection system; and the incremental cost difference for 360 low NOx burners versus similar burners without NOx controls. | 2021-03-29 | 18044886 | 100
23642 | T1 | SCAN OAK LLC | SCAN QUEST DRILLING RIG | 9395 FM 2767 | TYLER | TX | 75708 | SMITH | CN605854835 | RN109160911 | Two ram type blowout preventers, closing units, and choke manifold systems. | The following property is used 100% for pollution control and is installed to meet or exceed federal or state regulations: two ram type blowout preventers, closing units, and choke manifold systems. | 2021-03-22 | 855000 | 100
23643 | T1 | SCAN OAK LLC | SCAN QUEST DRILLING RIG | 9395 FM 2767 | TYLER | TX | 75708 | SMITH | CN605854835 | RN109160911 | Drilling mud recycling system consisting of shaker tank system and shale shaker. | The following property is used 100% for pollution control and is installed to meet or exceed federal or state regulations: Drilling mud recycling system consisting of shaker tank system and shale shaker. | 2021-03-22 | 660000 | 100
23644 | T1 | CANAL BARGE CO INC | CANAL BARGE | Latitude = 29.763217, Longitude = -95.091921 | Harris County | TX |  | HARRIS | CN605190974 | RN110139961 | The incremental cost difference between a single-hulled barge and a double-hulled barge, perimeter deck spill rails, high level overflow alarms, and closed gauging on barges CBC 343, CBC 344, CBC 367, CBC 368, CBC 371, CBC 372, CBC 1010, CBC 1011, CBC 1012, CBC 1013, CBC 1014, CBC 1100, CBC 1101, CBC 1102, CBC 1103, CBC 1104, CBC 1105, CBC 1106, CBC 1107, CBC 1108, CBC 1109, CBC 1110, CBC 1111, CBC 1418, CBC 1420, CBC 1421, CBC 1422, CBC 1423, CBC 1424, CBC 1425, CBC 1706, CBC 1707, CBC 1708, and CBC 1709. | The following property is used 100% for pollution control and is installed to meet or exceed federal or state regulations: The incremental cost difference between a single-hulled barge and a double-hulled barge, perimeter deck spill rails, high level overflow alarms, and closed gauging on barges CBC 343, CBC 344, CBC 367, CBC 368, CBC 371, CBC 372, CBC 1010, CBC 1011, CBC 1012, CBC 1013, CBC 1014, CBC 1100, CBC 1101, CBC 1102, CBC 1103, CBC 1104, CBC 1105, CBC 1106, CBC 1107, CBC 1108, CBC 1109, CBC 1110, CBC 1111, CBC 1418, CBC 1420, CBC 1421, CBC 1422, CBC 1423, CBC 1424, CBC 1425, CBC 1706, CBC 1707, CBC 1708, and CBC 1709. | 2021-03-22 | 20520485 | 100
23645 | T1 | CANAL BARGE CO INC | CANAL BARGE | Latitude = 29.763217, Longitude = -95.091921 | Harris County | TX |  | HARRIS | CN605190974 | RN110139961 | Vapor control system on barges CBC 343, CBC 344, CBC 367, CBC 368, CBC 371, CBC 372, CBC 1010, CBC 1011, CBC 1012, CBC 1013, CBC 1014, CBC 1100, CBC 1101, CBC 1102, CBC 1103, CBC 1104, CBC 1105, CBC 1106, CBC 1107, CBC 1108, CBC 1109, CBC 1110, CBC 1111, CBC 1418, CBC 1420, CBC 1421, CBC 1422, CBC 1423, CBC 1424, CBC 1425, CBC 1706, CBC 1707, CBC 1708, and CBC 1709. | The following property is used 100% for pollution control and is installed to meet or exceed federal or state regulations: Vapor control system on barges CBC 343, CBC 344, CBC 367, CBC 368, CBC 371, CBC 372, CBC 1010, CBC 1011, CBC 1012, CBC 1013, CBC 1014, CBC 1100, CBC 1101, CBC 1102, CBC 1103, CBC 1104, CBC 1105, CBC 1106, CBC 1107, CBC 1108, CBC 1109, CBC 1110, CBC 1111, CBC 1418, CBC 1420, CBC 1421, CBC 1422, CBC 1423, CBC 1424, CBC 1425, CBC 1706, CBC 1707, CBC 1708, and CBC 1709. | 2021-03-22 | 3420081 | 100
23646 | T1 | KIRBY INLAND MARINE LP | KIRBY INLAND MARINE CHANNELVIEW OPERATIONS | 16538 DE ZAVALLA RD | CHANNELVIEW | TX | 77530 | HARRIS | CN600611206 | RN104352265 | The incremental cost difference between a single-hulled barge and a double-hulled barge, perimeter deck spill rails, high level overflow alarms, and closed gauging on barges 183274, 183275, 185273, 190305, 190306, 190307, 190308, 190309, 190310, 190311, 190312, 190315, 190318, 190319, 190320, 190321, 190322, 190323, 190324, 190325, 190326, 190327, 190328, 190329, 190330, 190331, 190332, 190333, 190334, 190335, 190336, 190337, 190338, 190339, 190340, 190341, 190342, 190343, 190344, 190345, 190346, 190347, 190348, 190349, 190350, 190351, 190352, 190353, 190354, 190355, 190356, 190357, 190358, 190359, 190360, 190361, 190364, 190365, 190366, 190367, 190397, 190398, 190399, 190400, 190401, 188274, 190283, and 195305. | The following property is used 100% for pollution control and is installed to meet or exceed federal or state regulations: The incremental cost difference between a single-hulled barge and a double-hulled barge, perimeter deck spill rails, high level overflow alarms, and closed gauging on barges 183274, 183275, 185273, 190305, 190306, 190307, 190308, 190309, 190310, 190311, 190312, 190315, 190318, 190319, 190320, 190321, 190322, 190323, 190324, 190325, 190326, 190327, 190328, 190329, 190330, 190331, 190332, 190333, 190334, 190335, 190336, 190337, 190338, 190339, 190340, 190341, 190342, 190343, 190344, 190345, 190346, 190347, 190348, 190349, 190350, 190351, 190352, 190353, 190354, 190355, 190356, 190357, 190358, 190359, 190360, 190361, 190364, 190365, 190366, 190367, 190397, 190398, 190399, 190400, 190401, 188274, 190283, and 195305. | 2021-03-22 | 55251720 | 100
23647 | T1 | KIRBY INLAND MARINE LP | KIRBY INLAND MARINE CHANNELVIEW OPERATIONS | 16538 DE ZAVALLA RD | CHANNELVIEW | TX | 77530 | HARRIS | CN600611206 | RN104352265 | Vapor control system on barges 183274, 183275, 185273, 190305, 190306, 190307, 190308, 190309, 190310, 190311, 190312, 190315, 190318, 190319, 190320, 190321, 190322, 190323, 190324, 190325, 190326, 190327, 190328, 190329, 190330, 190331, 190332, 190333, 190334, 190335, 190336, 190337, 190338, 190339, 190340, 190341, 190342, 190343, 190344, 190345, 190346, 190347, 190348, 190349, 190350, 190351, 190352, 190353, 190354, 190355, 190356, 190357, 190358, 190359, 190360, 190361, 190364, 190365, 190366, 190367, 190397, 190398, 190399, 190400, 190401, 188274, 190283, and 195305. | The following property is used 100% for pollution control and is installed to meet or exceed federal or state regulations: Vapor control system on barges 183274, 183275, 185273, 190305, 190306, 190307, 190308, 190309, 190310, 190311, 190312, 190315, 190318, 190319, 190320, 190321, 190322, 190323, 190324, 190325, 190326, 190327, 190328, 190329, 190330, 190331, 190332, 190333, 190334, 190335, 190336, 190337, 190338, 190339, 190340, 190341, 190342, 190343, 190344, 190345, 190346, 190347, 190348, 190349, 190350, 190351, 190352, 190353, 190354, 190355, 190356, 190357, 190358, 190359, 190360, 190361, 190364, 190365, 190366, 190367, 190397, 190398, 190399, 190400, 190401, 188274, 190283, and 195305. | 2021-03-22 | 9208620 | 100
23648 | T1 | ELK CORPORATION OF TEXAS | ELK OF TEXAS | 202 CEDAR RD | ENNIS | TX | 75119 | ELLIS | CN600126858 | RN100213479 | Ennis Plant Silo IH Baghouse. | The following property is used 100% for pollution control and is installed to meet or exceed federal or state regulations: Ennis Plant Silo IH Baghouse. | 2021-03-29 | 276237 | 100
23649 | T1 | FINISAR CORPORATION | FINISAR SHERMAN | 6800 S US HIGHWAY 75 | SHERMAN | TX | 75090 | GRAYSON | CN602564338 | RN100858299 | Thermal oxidizers, organic vapor analyzers, and hoods, duct and collection systems. | The following property is used 100% for pollution control and is installed to meet or exceed federal or state regulations: Thermal oxidizers, organic vapor analyzers, and hoods, duct and collection systems. | 2021-04-28 | 9874057 | 100
23650 | T1 | FINISAR CORPORATION | FINISAR SHERMAN | 6800 S US HIGHWAY 75 | SHERMAN | TX | 75090 | GRAYSON | CN602564338 | RN100858299 | Wastewater treatment facility equipment including clarifiers, dissolved airflow floatation, treatment tanks, flow equalization, pH neutralization, oxidation, filtration, enhanced, and coagulation equipment. | The following property is used 100% for pollution control and is installed to meet or exceed federal or state regulations: Wastewater treatment facility equipment including clarifiers, dissolved airflow floatation, treatment tanks, flow equalization, pH neutralization, oxidation, filtration, enhanced, and coagulation equipment. | 2021-04-28 | 1628616 | 100
23651 | T1 | NAN YA PLASTICS CORPORATION TEXAS | FORMOSA POINT COMFORT PLANT | 201 FORMOSA DR | POINT COMFORT | TX | 77978 | CALHOUN | CN605854769 | RN100218973 | Pumps P-860 A/B, sumps T-971, T-973, and dikes and trenches in the Ethylene Glycol 2 Unit. | The following property is used 100% for pollution control and is installed to meet or exceed federal or state regulations: Pumps P-860 A/B, sumps T-971, T-973, and dikes and trenches in the Ethylene Glycol 2 Unit. | 2021-05-12 | 12144795 | 100
23652 | T1 | NAN YA PLASTICS CORPORATION TEXAS | FORMOSA POINT COMFORT PLANT | 201 FORMOSA DR | POINT COMFORT | TX | 77978 | CALHOUN | CN605854769 | RN100218973 | Sump S-950; tanks T-903, T-907, T-970, T-974, T-975, T-976, T-978; cycle water treating unit U-550; and stripper C-570 in the Ethylene Glycol 2 Unit. | The following property is used 100% for pollution control and is installed to meet or exceed federal or state regulations: Sump S-950; tanks T-903, T-907, T-970, T-974, T-975, T-976, T-978; cycle water treating unit U-550; and stripper C-570 in the Ethylene Glycol 2 Unit. | 2021-05-12 | 10171221 | 100
23653 | T1 | FORMOSA UTILITY VENTURE LTD | FORMOSA POINT COMFORT PLANT | 201 FORMOSA DR | POINT COMFORT | TX | 77978 | CALHOUN | CN602650954 | RN100218973 | Two selective catalytic reduction systems consisting of ammonia flow control unit (consisting of piping, block valves, strainers, gages, control valves, transmitters, two blowers, one vaporizer column, and one PLC) and ammonia storage tank on the gas turbine heat recovery steam generator stacks. | The following property is used 100% for pollution control and is installed to meet or exceed federal or state regulations: Two selective catalytic reduction systems consisting of ammonia flow control unit (consisting of piping, block valves, strainers, gages, control valves, transmitters, two blowers, one vaporizer column, and one PLC) and ammonia storage tank on the gas turbine heat recovery steam generator stacks. | 2021-07-02 | 1423155 | 100
23654 | T1 | FORMOSA UTILITY VENTURE LTD | FORMOSA POINT COMFORT PLANT | 201 FORMOSA DR | POINT COMFORT | TX | 77978 | CALHOUN | CN602650954 | RN100218973 | Continuous emissions monitoring systems on heat recovery steam generator stacks to monitor emissions of nitrogen oxides (NOx), carbon monoxide (CO), oxygen (O2), and ammonia at the Utilities 3 Unit consisting of six NOx analyzers, three CO/O2 analyzer bundles, one analyzer shelter, and associated equipment consisting of calibration equipment, air handlers, alarms, data systems, wiring, and tubing. | The following property is used 100% for pollution control and is installed to meet or exceed federal or state regulations: Continuous emissions monitoring systems on heat recovery steam generator stacks to monitor emissions of nitrogen oxides (NOx), carbon monoxide (CO), oxygen (O2), and ammonia at the Utilities 3 Unit consisting of six NOx analyzers, three CO/O2 analyzer bundles, one analyzer shelter, and associated equipment consisting of calibration equipment, air handlers, alarms, data systems, wiring, and tubing. | 2021-07-12 | 406180 | 100
23655 | T1 | NAN YA PLASTICS CORPORATION TEXAS | FORMOSA POINT COMFORT PLANT | 201 FORMOSA DR | POINT COMFORT | TX | 77978 | CALHOUN | CN605854769 | RN100218973 | Regenerative thermal oxidizer U-220, carbon dioxide analyzer system AIT-2221, and vent gas flowmeter system FIT-2211. | The following property is used 100% for pollution control and is installed to meet or exceed federal or state regulations: Regenerative thermal oxidizer U-220, carbon dioxide analyzer system AIT-2221, and vent gas flowmeter system FIT-2211. | 2021-04-28 | 2243495 | 100
23656 | T1 | KM LIQUIDS TERMINALS LLC | JEFFERSON STREET TRUCK RACK | 400 N JEFFERSON ST | PASADENA | TX | 77506 | HARRIS | CN603254707 | RN100225986 | Swing storage tank internal floating roof and primary seals. | The following property is used 100% for pollution control and is installed to meet or exceed federal or state regulations: Swing storage tank internal floating roof and primary seals. | 2021-04-29 | 225000 | 100
23657 | T1 | KM LIQUIDS TERMINALS LLC | JEFFERSON STREET TRUCK RACK | 400 N JEFFERSON ST | PASADENA | TX | 77506 | HARRIS | CN603254707 | RN100225986 | Secondary containment liner for swing tank. | The following property is used 100% for pollution control and is installed to meet or exceed federal or state regulations: Secondary containment liner for swing tank. | 2021-04-29 | 51654.7 | 100
23658 | T1 | KM LIQUIDS TERMINALS LLC | JEFFERSON STREET TRUCK RACK | 400 N JEFFERSON ST | PASADENA | TX | 77506 | HARRIS | CN603254707 | RN100225986 | JSTR Swing Tanks cathodic protection | NOD response not received | 2021-06-18 | 61467 | 100
23659 | T1 | KM LIQUIDS TERMINALS LLC | JEFFERSON STREET TRUCK RACK | 400 N JEFFERSON ST | PASADENA | TX | 77506 | HARRIS | CN603254707 | RN100225986 | Level gauges (Raptor radar gauges) and high level shut-off system on swing tank. | The following property is used 100% for pollution control and is installed to meet or exceed federal or state regulations: Level gauges (Raptor radar gauges) and high level shut-off system on swing tank. | 2021-04-06 | 59668.48 | 100
23660 | T1 | KM LIQUIDS TERMINALS LLC | KINDER MORGAN NORTH TERMINAL | 1755 FEDERAL RD # GATE1 | HOUSTON | TX | 77015 | HARRIS | CN603254707 | RN107124307 | Exxon Mobil North Dock vapor combustion system. | The following property is used 100% for pollution control and is installed to meet or exceed federal or state regulations: Exxon Mobil North Dock vapor combustion system. | 2021-04-29 | 4187962.59 | 100
23661 | T1 | KM LIQUIDS TERMINALS LLC | PASADENA TERMINAL | 1420 NORTH WITTER | PASADENA | TX | 77506 | HARRIS | CN603254707 | RN100224815 | Exxon Mobil Pit 4 vapor combustion unit system. | The following property is used 100% for pollution control and is installed to meet or exceed federal or state regulations: Exxon Mobil Pit 4 vapor combustion unit system. | 2021-04-29 | 3352427.3 | 100
23662 | T1 | KM LIQUIDS TERMINALS LLC | PASADENA TERMINAL | 1420 NORTH WITTER | PASADENA | TX | 77506 | HARRIS | CN603254707 | RN100224815 | A 10” vapor line from the 6” vapor line at Tank 300-3 to the existing 10” vapor line west of Tank 150-15. | The following property is used 100% for pollution control and is installed to meet or exceed federal or state regulations: A 10” vapor line from the 6” vapor line at Tank 300-3 to the existing 10” vapor line west of Tank 150-15. | 2021-04-29 | 250000 | 100
23663 | T1 | PRESTAGE FARMS OF OKLAHOMA LLC | SOW 9 & NURSERIES 9 & 10 | Latitude = 36.350324, Longitude = -102.143445 | Sherman County | TX | 75090 | SHERMAN | CN603802711 | RN106915424 | Two lagoons. | The following property is used 100% for pollution control and is installed to meet or exceed federal or state regulations: Two lagoons. | 2021-07-06 | 1279386.98 | 100
23664 | T1 | ENTERGY TEXAS INC | ENTERGY TEXAS LEWIS CREEK PLANT | 11191 LONGSTREET RD | WILLIS | TX | 77318 | MONTGOMERY | CN603282054 | RN100226877 | Continuous emissions monitoring system. | The following property is used 100% for pollution control and is installed to meet or exceed federal or state regulations: Continuous emissions monitoring system. | 2021-05-14 | 3558778 | 100
23665 | T1 | ENTERGY TEXAS INC | ENTERGY TEXAS LEWIS CREEK PLANT | 11191 LONGSTREET RD | WILLIS | TX | 77318 | MONTGOMERY | CN603282054 | RN100226877 | Selective catalytic reduction system. | The following property is used 100% for pollution control and is installed to meet or exceed federal or state regulations: Selective catalytic reduction system. | 2021-04-12 | 1272543 | 100
23666 | T1 | ENTERGY TEXAS INC | ENTERGY TEXAS LEWIS CREEK PLANT | 11191 LONGSTREET RD | WILLIS | TX | 77318 | MONTGOMERY | CN603282054 | RN100226877 | Two heat recovery steam generators with duct burners. | The following property is used 65% for pollution control and is installed to meet or exceed federal or state regulations: Two heat recovery steam generators with duct burners. | 2021-03-26 | 123369976 | 65
23667 | T2 | ENTERGY TEXAS INC | ENTERGY TEXAS LEWIS CREEK PLANT | 11191 LONGSTREET RD | WILLIS | TX | 77318 | MONTGOMERY | CN603282054 | RN100226877 | Enhanced steam turbine system | NOD response not received | 2021-04-09 | 81497974 | 100
23668 | T1 | ENTERGY TEXAS INC | ENTERGY TEXAS LEWIS CREEK PLANT | 11191 LONGSTREET RD | WILLIS | TX | 77318 | MONTGOMERY | CN603282054 | RN100226877 | Wastewater treatment systems consisting of batch neutralization system, oil/water separator, and cooling tower blowdown chemical treatment (dechlorination) and sanitary waste treatment consisting of a pre-treatment tank (initial inlet), mixing compartment (air supply applied), clarifier (separation chamber), a chlorination tank, and sprinkler system. | The following property is used 100% for pollution control and is installed to meet or exceed federal or state regulations: Wastewater treatment systems consisting of batch neutralization system, oil/water separator, and cooling tower blowdown chemical treatment (dechlorination) and sanitary waste treatment consisting of a pre-treatment tank (initial inlet), mixing compartment (air supply applied), clarifier (separation chamber), a chlorination tank, and sprinkler system. | 2021-07-01 | 375149 | 100
23669 | T1 | ENTERGY TEXAS INC | ENTERGY TEXAS LEWIS CREEK PLANT | 11191 LONGSTREET RD | WILLIS | TX | 77318 | MONTGOMERY | CN603282054 | RN100226877 | Storm water containment collection areas with locked drain valves. | The following property is used 100% for pollution control and is installed to meet or exceed federal or state regulations: Storm water containment collection areas with locked drain valves. | 2021-04-12 | 1177180 | 100
23670 | T1 | ENTERGY TEXAS INC | ENTERGY TEXAS LEWIS CREEK PLANT | 11191 LONGSTREET RD | WILLIS | TX | 77318 | MONTGOMERY | CN603282054 | RN100226877 | Oil/water separator | The following property is used 100% for pollution control and is installed to meet or exceed federal or state regulations: Oil/water separator. | 2021-05-25 | 3232399 | 100
23671 | T1 | ENTERGY TEXAS INC | ENTERGY TEXAS LEWIS CREEK PLANT | 11191 LONGSTREET RD | WILLIS | TX | 77318 | MONTGOMERY | CN603282054 | RN100226877 | Cathodic protection for tanks containing petroleum oils and non-petroleum oils | The following property is used 100% for pollution control and is installed to meet or exceed federal or state regulations: Cathodic protection for tanks containing petroleum oils and non-petroleum oils. | 2021-05-25 | 258898 | 100
23672 | T1 | UNIT DRILLING COMPANY | RIG 319 | Latitude = 30.536567, Longitude = -94.501995 | Tyler County | TX | 77625 | TYLER | CN600969356 | RN111182986 | Drilling mud recycling system consisting of shaker tank system, shale shakers, de-silter, de-sander, and de-gasser on Rig #319. | The following property is used 100% for pollution control to meet or exceed federal or state regulations: Drilling mud recycling system consisting of shaker tank system, shale shakers, de-silter, de-sander, and de-gasser on Rig #319. | 2021-04-28 | 1220259 | 100
23673 | T1 | UNIT DRILLING COMPANY | WHEELER YARD | 16527 HIGHWAY 152 | WHEELER | TX | 79096 | WHEELER | CN600969356 | RN111182994 | Drilling mud recycling systems consisting of shaker tank system, shale shakers, de-silter, de-sander, and de-gasser on Rig numbers 107, 136, and 306. | The following property is used 100% for pollution control to meet or exceed federal or state regulations: Drilling mud recycling systems consisting of shaker tank system, shale shakers, de-silter, de-sander, and de-gasser on Rig numbers 107, 136, and 306. | 2021-04-28 | 2536896 | 100
23674 | T1 | UNIT DRILLING COMPANY | UPC YARD | 776 BUDDY BROWN RD | LIVINGSTON | TX | 77351 | POLK | CN600969356 | RN111183000 | Drilling mud recycling system consisting of shaker tank system, shale shakers, de-silter, de-sander, and de-gasser on Rig #316. | The following property is used 100% for pollution control to meet or exceed federal or state regulations: Drilling mud recycling system consisting of shaker tank system, shale shakers, de-silter, de-sander, and de-gasser on Rig #316. | 2021-04-28 | 1220259 | 100
23675 | T1 | UNIT DRILLING COMPANY | BARTONS PROPERTY | 13110 COUNTY ROAD 354 | JEWETT | TX | 75846 | LEON | CN600969356 | RN111183018 | Drilling mud recycling system consisting of shaker tank system, shale shakers, de-silter, de-sander, and de-gasser on Rig #237. | The following property is used 100% for pollution control to meet or exceed federal or state regulations: Drilling mud recycling system consisting of shaker tank system, shale shakers, de-silter, de-sander, and de-gasser on Rig #237. | 2021-04-28 | 1252865 | 100
23676 | T1 | UNIT DRILLING COMPANY | BULLZEYE TRUCKING YARD | 1848 STATE HIGHWAY 75 N | HUNTSVILLE | TX | 77320 | WALKER | CN600969356 | RN105093397 | Drilling mud recycling system consisting of shaker tank system, shale shakers, de-silter, de-sander, and de-gasser on Rig #101. | The following property is used 100% for pollution control to meet or exceed federal or state regulations: Drilling mud recycling system consisting of shaker tank system, shale shakers, de-silter, de-sander, and de-gasser on Rig #101. | 2021-04-28 | 1308924 | 100
23677 | T1 | UNIT DRILLING COMPANY | SKY ENTERPRISES | 1774 SE 5001 | ANDREWS | TX | 79714 | ANDREWS | CN600969356 | RN111183026 | Drilling mud recycling system consisting of shaker tank system, shale shakers, de-silter, de-sander, and de-gasser on Rig #39. | The following property is used 100% for pollution control to meet or exceed federal or state regulations: Drilling mud recycling system consisting of shaker tank system, shale shakers, de-silter, de-sander, and de-gasser on Rig #39. | 2021-04-28 | 1210226 | 100
23678 | T1 | UNIT DRILLING COMPANY | JOURNEY YARD | 1001 SE 4701 | ANDREWS | TX | 79714 | ANDREWS | CN600969356 | RN111183034 | Two drilling mud recycling systems at the Journey Yard consisting of shaker tank system, shale shakers, de-silter, de-sander, and de-gasser. | The following property is used 100% for pollution control to meet or exceed federal or state regulations: Two drilling mud recycling systems at the Journey Yard consisting of shaker tank system, shale shakers, de-silter, de-sander, and de-gasser. | 2021-04-28 | 1202106 | 100
23679 | T1 | UNIT DRILLING COMPANY | PAMPA YARD | 509 N PRICE RD | PAMPA | TX | 79065 | GRAY | CN600969356 | RN106168164 | Drilling mud recycling systems consisting of shaker tank system, shale shakers, de-silter, de-sander, and de-gasser on rig numbers 103, 105, 115, 128, 135, 304, 311, 317, 318, 324, 325, 339, 341, 359, 401, 405, 407, 410, 412, and 413. | The following property is used 100% for pollution control to meet or exceed federal or state regulations: Drilling mud recycling systems consisting of shaker tank system, shale shakers, de-silter, de-sander, and de-gasser on rig numbers 103, 105, 115, 128, 135, 304, 311, 317, 318, 324, 325, 339, 341, 359, 401, 405, 407, 410, 412, and 413. | 2021-04-28 | 20290000 | 100
23680 | T1 | ENABLE TEXOLA GATHERING & PROCESSING LLC | PANOLA I GAS PLANT | 2636 US HIGHWAY 79 N | CARTHAGE | TX | 75633 | PANOLA | CN605348077 | RN104827555 | Thermal oxidizer. | The following property is used 100% for pollution control to meet or exceed federal or state regulations: Thermal oxidizer. | 2021-07-06 | 5727454 | 100
23681 | T1 | EASTON ENERGY LLC | BRINE POND | Latitude = 28.983886, Longitude = -96.142828 | Matagorda County | TX | 77414 | MATAGORDA | CN605854934 | RN111183042 | Brine Pond Ancillary Equipment Liners, Collection System Piping, Leak Detection Systems. Use of the pits is limited to the storage of brine water used for the displacement of hydrocarbon liquids and leaching of underground storage caverns in connection with this facility. It is also used for storage of water returned from the leak detection system of the pit. The Brine has an area of approx 20 acres and has a dedicated working capacity of 2 million barrels. | NOD response not received | 2021-06-09 | 1705245 | 100
23682 | T1 | SOLVAY SPECIALTY POLYMERS USA LLC | SOLVAY SPECIALTY POLYMERS USA | 4059 FM 1006 | ORANGE | TX | 77630 | ORANGE | CN604166561 | RN102305505 | A continuous emission monitoring system to measure and record the in-stack concentration of organic compounds and flow of gases from Scrubber Vent EPN EP-40. | The following property is used 100% for pollution control to meet or exceed federal or state regulations: A continuous emission monitoring system to measure and record the in-stack concentration of organic compounds and flow of gases from Scrubber Vent EPN EP-40. | 2021-07-02 | 325000 | 100
23683 | T1 | HRS OPERATING LLC | 115 PLANT - DUST CONTROL FACILITIES | FROM INTX OF S POPLAR ST AND TX 115 N IN KERMIT GO 13.7 MILES. TURN LEFT FOR DESTINATION AHEAD. | Winkler County | TX | 79745 | WINKLER | CN605557875 | RN110492337 | Dust control system consisting of bag houses, bagging stations, dust collectors, ductwork, dust transfer screws, enclosures on chutes to the silos, bin vents, and hoppers. | The following property is used 100% for pollution control to meet or exceed federal or state regulations: Dust control system consisting of bag houses, bagging stations, dust collectors, ductwork, dust transfer screws, enclosures on chutes to the silos, bin vents, and hoppers. | 2021-06-30 | 4600000 | 100
23684 | T1 | HRS OPERATING LLC | 115 PLANT - WATER HANDLING AND DISPOSAL | FROM INTX OF S POPLAR ST AND TX 115 N IN KERMIT GO 13.7 MILES. TURN LEFT FOR DESTINATION AHEAD | Winkler County | TX | 79745 | WINKLER | CN605557875 | RN110492337 | Water containment and disposal system consisting of sand stockpile drainage, pond liners, settling pond, pond erosion control, sump tanks, pumps, and piping. | The following property is used 100% for pollution control to meet or exceed federal or state regulations: Water containment and disposal system consisting of sand stockpile drainage, pond liners, settling pond, pond erosion control, sump tanks, pumps, and piping. | 2021-07-02 | 6243000 | 100
23685 | T1 | BURLESON SAND LLC | BURLESON SAND - DUST CONTROL | 3114 FM 908 | CALDWELL | TX | 77836 | BURLESON | CN605520220 | RN110378031 | Dust control system consisting of bag houses, bagging stations, dust collectors, dust transfer screws, shields on chutes to the silos, bin vents, and hoppers. | The following property is used 100% for pollution control to meet or exceed federal or state regulations: Dust control system consisting of bag houses, bagging stations, dust collectors, dust transfer screws, shields on chutes to the silos, bin vents, and hoppers. | 2021-07-01 | 4600000 | 100
23686 | T1 | BURLESON SAND LLC | BURLESON SAND - WATER CONTROL | 3114 FM 908 | CALDWELL | TX | 77836 | BURLESON | CN605520220 | RN110378031 | Water containment and disposal system consisting of sand stockpile drainage, pond liners, settling pond, pond erosion control, sump tanks, pumps, and piping. | The following property is used 100% for pollution control to meet or exceed federal or state regulations: Water containment and disposal system consisting of sand stockpile drainage, pond liners, settling pond, pond erosion control, sump tanks, pumps, and piping. | 2021-07-01 | 6250000 | 100
23687 | T1 | HOLCIM TEXAS LIMITED PARTNERSHIP | HOLCIM TEXAS | 1800 DOVE LN | MIDLOTHIAN | TX | 76065 | ELLIS | CN601231459 | RN100219286 | Repair of main baghouse tube sheet, replacement of 4 feet to 8 feet of south ductwork in line 1 main baghouse, two recirculation pumps (P61-SP1 and P61-SP3) for line 1 scrubber, replacement of pump assembly for line 1 scrubber, replacement of mist eliminator/spray nozzles for line 1 and line 2 scrubbers, replacement/repair of ductwork in line 2 main baghouse, and replacement of mist eliminator spray headers in line 2 scrubber. | The following property is used 100% for pollution control and is installed to meet or exceed federal or state regulations: Repair of main baghouse tube sheet, replacement of 4 feet to 8 feet of south ductwork in line 1 main baghouse, two recirculation pumps (P61-SP1 and P61-SP3) for line 1 scrubber, replacement of pump assembly for line 1 scrubber, replacement of mist eliminator/spray nozzles for line 1 and line 2 scrubbers, replacement/repair of ductwork in line 2 main baghouse, and replacement of mist eliminator spray headers in line 2 scrubber. | 2021-06-16 | 1052002 | 100
23688 | T1 | HOLCIM TEXAS LIMITED PARTNERSHIP | HOLCIM TEXAS | 1800 DOVE LN | MIDLOTHIAN | TX | 76065 | ELLIS | CN601231459 | RN100219286 | Bag filter replacement in the Finish Mill #1 Baghouse. | The following property is used 100% for pollution control and is installed to meet or exceed federal or state regulations: Bag filter replacement in the Finish Mill #1 Baghouse. | 2021-04-15 | 46322 | 100
23689 | T1 | HOLCIM TEXAS LIMITED PARTNERSHIP | HOLCIM TEXAS | 1800 DOVE LN | MIDLOTHIAN | TX | 76065 | ELLIS | CN601231459 | RN100219286 | Selective catalytic reduction system on Line 1 and regenerative thermal oxidizer on Line 2. | The following property is used 100% for pollution control and is installed to meet or exceed federal or state regulations: Selective catalytic reduction system on Line 1 and regenerative thermal oxidizer on Line 2. | 2021-04-19 | 647970 | 100
23690 | T1 | HOLCIM TEXAS LIMITED PARTNERSHIP | HOLCIM TEXAS | 1800 DOVE LN | MIDLOTHIAN | TX | 76065 | ELLIS | CN601231459 | RN100219286 | Continuous emissions monitoring system on the Line 1 Main Baghouse Stack and Line 2 Main Baghouse Stack and particulate matter monitor replacement on the Line 2 Main Baghouse Stack. | The following property is used 100% for pollution control and is installed to meet or exceed federal or state regulations: Continuous emissions monitoring system on the Line 1 Main Baghouse Stack and Line 2 Main Baghouse Stack and particulate matter monitor replacement on the Line 2 Main Baghouse Stack. | 2021-04-19 | 433085 | 100
23691 | T1 | HOLCIM TEXAS LIMITED PARTNERSHIP | HOLCIM TEXAS | 1800 DOVE LN | MIDLOTHIAN | TX | 76065 | ELLIS | CN601231459 | RN100219286 | Replacement analyzers on the Coal Bin Baghouse for the continuous emissions monitoring system. | The following property is used 100% for pollution control and is installed to meet or exceed federal or state regulations: Replacement analyzers on the Coal Bin Baghouse for the continuous emissions monitoring system. | 2021-04-19 | 288798 | 100
23692 | T1 | TXI OPERATIONS LP | TXI OPERATIONS | 245 WARD RD | MIDLOTHIAN | TX | 76065 | ELLIS | CN600125157 | RN100217199 | 2012 KOM HD325-7 water truck with a water tank and control system. | The following property is used 100% for pollution control and is installed to meet or exceed federal or state regulations: 2012 KOM HD325-7 water truck with a water tank and control system. | 2021-06-16 | 385122 | 100
23693 | T1 | TXI OPERATIONS LP | TXI - SAN MARCOS READY MIX | Latitude = 29.9144, Longitude = -97.8983 | Hays County | TX | 78666 | HAYS | CN600125157 | RN106108756 | Dust collector. | The following property is used 100% for pollution control and is installed to meet or exceed federal or state regulations: Dust collector. | 2021-06-16 | 57373 | 100
23694 | T1 | TXI OPERATIONS LP | TYLER 246 | 4200 OLD TROUP HWY | TYLER | TX | 75707 | SMITH | CN600125157 | RN102763802 | Dust collector. | The following property is used 100% for pollution control and is installed to meet or exceed federal or state regulations: Dust collector. | 2021-06-16 | 5550 | 100
23695 | T1 | TXI OPERATIONS LP | TXI OPERATIONS | 5800 OLD HEMPHILL RD | FORT WORTH | TX | 76134 | TARRANT | CN600125157 | RN102707726 | Dust collector. | The following property is used 100% for pollution control and is installed to meet or exceed federal or state regulations: Dust collector. | 2021-06-16 | 55759 | 100
23696 | T1 | MARTIN MARIETTA MATERIALS INC | BECKMANN QUARRY | 18495 NW MILITARY HWY | SAN ANTONIO | TX | 78257 | BEXAR | CN600134696 | RN102512126 | 2020 Komatsu HD605-8 water truck with a water tank and control system. | The following property is used 100% for pollution control and is installed to meet or exceed federal or state regulations: 2020 Komatsu HD605-8 water truck with a water tank and control system. | 2021-06-16 | 625208 | 100
23697 | T1 | MARTIN MARIETTA MATERIALS SOUTHWEST LLC | ROBSTOWN RAIL YARD | 3901 COUNTY ROAD 36 | ROBSTOWN | TX | 78380 | NUECES | CN605057868 | RN106269210 | 2020 Elgin Broom Badger Sweeper. | The following property is used 100% for pollution control and is installed to meet or exceed federal or state regulations: 2020 Elgin Broom Badger Sweeper. | 2021-06-16 | 229338 | 100
23698 | T1 | VOPAK TERMINAL DEER PARK INC | VOPAK TERMINAL DEER PARK | 2759 INDEPENDENCE PKWY | DEER PARK | TX | 77536 | HARRIS | CN601178734 | RN100225093 | Tank overfill and spill monitoring equipment consisting of automated storage tank gauging, automated fill/shut-off valves, overfill sensors and alarms, and emergency shutdown systems for tanks LT-714, LT-715, LT-716, LT-717, LT-718, LT-310, and LT-931. | The following property is used 100% for pollution control and is installed to meet or exceed federal or state regulations: Tank overfill and spill monitoring equipment consisting of automated storage tank gauging, automated fill/shut-off valves, overfill sensors and alarms, and emergency shutdown systems for tanks LT-714, LT-715, LT-716, LT-717, LT-718, LT-310, and LT-931. | 2021-07-02 | 350000 | 100
23699 | T1 | VOPAK TERMINAL DEER PARK INC | VOPAK TERMINAL DEER PARK | 2759 INDEPENDENCE PKWY | DEER PARK | TX | 77536 | HARRIS | CN601178734 | RN100225093 | Internal floating roofs on tanks 714, 715, 716, 717, 718, 310, and 931. | The following property is used 100% for pollution control and is installed to meet or exceed federal or state regulations: Internal floating roofs on tanks 714, 715, 716, 717, 718, 310, and 931. | 2021-07-07 | 295000 | 100
23700 | T1 | VOPAK TERMINAL DEER PARK INC | VOPAK TERMINAL DEER PARK | 2759 INDEPENDENCE PKWY | DEER PARK | TX | 77536 | HARRIS | CN601178734 | RN100225093 | Secondary containment additions consisting of concrete walls and liners for tanks 714, 715, 716, 717, 718, 310, and 931. | The following property is used 100% for pollution control and is installed to meet or exceed federal or state regulations: Secondary containment additions consisting of concrete walls and liners for tanks 714, 715, 716, 717, 718, 310, and 931. | 2021-07-02 | 765000 | 100
23701 | T1 | VOPAK TERMINAL DEER PARK INC | GULF COAST GROWTH VENTURE TERMINAL | FROM INTX OF HWY 181 FRONTAGE RD & KAY BAILEY HUTCHISON RD FOLLOW KAY BAILEY HUTCHISON RD TO THE END | San Patricio County | TX | 78374 | SAN PATRICIO | CN601178734 | RN110033230 | Secondary containment additions consisting of concrete containment walls and tank liners for tanks TK 102-01, TK 102-02, TK 103-01, TK 101-01, and TK 101-02. | The following property is used 100% for pollution control and is installed to meet or exceed federal or state regulations: Secondary containment additions consisting of concrete containment walls and tank liners for tanks TK 102-01, TK 102-02, TK 103-01, TK 101-01, and TK 101-02. | 2021-07-02 | 4350000 | 100
23702 | T1 | VOPAK TERMINAL DEER PARK INC | GULF COAST GROWTH VENTURE TERMINAL | FROM INTX OF HWY 181 FRONTAGE RD & KAY BAILEY HUTCHISON RD FOLLOW KAY BAILEY HUTCHISON RD TO THE END | San Patricio County | TX | 78374 | SAN PATRICIO | CN601178734 | RN110033230 | Cathodic protection for tanks. | NOD response not received | 2021-09-08 | 450000 | 100
23703 | T1 | VOPAK TERMINAL DEER PARK INC | GULF COAST GROWTH VENTURE TERMINAL | FROM INTX OF HWY 181 FRONTAGE RD & KAY BAILEY HUTCHISON RD FOLLOW KAY BAILEY HUTCHISON RD TO THE END | San Patricio County | TX | 78374 | SAN PATRICIO | CN601178734 | RN110033230 | Tank overfill and spill monitoring equipment consisting of automated storage tank gauging, automated fill/shut-off valves, overfill sensors and alarms, and emergency shutdown systems for tanks MEG- LT-100001-01, LT-100002-01, and LT-100002-01; Spent Caustic Storage - LT-110001-01 and LT-110002-01; Pygas Storage - LT-12000-01 and LT-120002-01; Slop Storage - LT-130001-01; and Butadiene Storage - LT-20001-01, LT-20001-02, LT-20002-01, and LT-20002-02. | The following property is used 100% for pollution control and is installed to meet or exceed federal or state regulations: Tank overfill and spill monitoring equipment consisting of automated storage tank gauging, automated fill/shut-off valves, overfill sensors and alarms, and emergency shutdown systems for tanks MEG- LT-100001-01, LT-100002-01, and LT-100002-01; Spent Caustic Storage - LT-110001-01 and LT-110002-01; Pygas Storage - LT-12000-01 and LT-120002-01; Slop Storage - LT-130001-01; and Butadiene Storage - LT-20001-01, LT-20001-02, LT-20002-01, and LT-20002-02. | 2021-07-02 | 1025000 | 100
23704 | T1 | TXI OPERATIONS LP | TXI OPERATIONS GREENVILLE | 6500 FM 1570 W | GREENVILLE | TX | 75402 | HUNT | CN600125157 | RN102707635 | Dust collector. | The following property is used 100% for pollution control and is installed to meet or exceed federal or state regulations: Dust collector. | 2021-06-16 | 5543 | 100
23705 | T1 | VOPAK TERMINAL DEER PARK INC | VOPAK TERMINAL DEER PARK | 2759 INDEPENDENCE PKWY | DEER PARK | TX | 77536 | HARRIS | CN601178734 | RN100225093 | Cathodic protection for storage tanks. | The following property is used 100% for pollution control and is installed to meet or exceed federal or state regulations: Cathodic protection for storage tanks. | 2021-07-06 | 55000 | 100
23706 | T1 | VOPAK TERMINAL DEER PARK INC | GULF COAST GROWTH VENTURE TERMINAL | Latitude = 27.883333, Longitude = -97.278055 | San Patricio County | TX | 78374 | SAN PATRICIO | CN601178734 | RN110033230 | Volatile organic compound recovery and control system consisting of internal floating roofs, on tanks TK 101-01, TK 101-02, TK 102-01, TK 102-02, and TK 103-01; marine vapor unit VCU-660-01; and terminal vapor combustion unit VC 160-01. | The following property is used 100% for pollution control to meet or exceed federal or state regulations: Volatile organic compound recovery and control system consisting of internal floating roofs, on tanks TK 101-01, TK 101-02, TK 102-01, TK 102-02, and TK 103-01; marine vapor unit VCU-660-01; and terminal vapor combustion unit VC 160-01. | 2021-07-09 | 5250000 | 100
23707 | T1 | PHILLIPS 66 PIPELINE LLC | GRAY OAK PIPELINE - KINNEY | CRUDE OIL PIPELINE CROSSING KINNEY COUNTY | Kinney County | TX | 78832 | KINNEY | CN600134761 | RN111190302 | Pipeline coating and cathodic protection on the Gray Oak Pipeline Segment in Kinney County. | The following property is used 100% for pollution control to meet or exceed federal or state regulations: Pipeline coating and cathodic protection on the Gray Oak Pipeline Segment in Kinney County. | 2021-05-13 | 3107611 | 100
23708 | T1 | BLUE CUBE OPERATIONS LLC | BLUE CUBE OPERATIONS | 2301 N BRAZOSPORT BLVD | FREEPORT | TX | 77541 | BRAZORIA | CN604930784 | RN108772245 | Secondary tank bottoms on tanks V-5010, V-5020, and V-5030 and HPDE liners on tanks V510, V511, V-3300, V-1160, V-1260, and V-5500. | The following property is used 100% for pollution control to meet or exceed federal or state regulations: Secondary tank bottoms on tanks V-5010, V-5020, and V-5030 and HPDE liners on tanks V510, V511, V-3300, V-1160, V-1260, and V-5500. | 2021-07-02 | 6150000 | 100
23709 | T1 | BLUE CUBE OPERATIONS LLC | BLUE CUBE OPERATIONS | 2301 N BRAZOSPORT BLVD | FREEPORT | TX | 77541 | BRAZORIA | CN604930784 | RN108772245 | Two scrubber systems at Chlorine 7 â€“ T-4500 and T-4700. | NOD response not received | 2021-08-07 | 10957190 | 100
23710 | T1 | PHILLIPS 66 PIPELINE LLC | GRAY OAK PIPELINE - REAGAN | PIPELINE LOCATED IN REAGAN COUNTY | Reagan County | TX | 76932 | REAGAN | CN600134761 | RN111191011 | Pipeline coating and cathodic protection on the Gray Oak Pipeline Segment in Reagan County. | The following property is used 100% for pollution control to meet or exceed federal or state regulations: Pipeline coating and cathodic protection on the Gray Oak Pipeline Segment in Reagan County. | 2021-05-13 | 1806161 | 100
23711 | T1 | RATTLER MIDSTREAM OPERATING LLC | WARD COUNTY WATER PIPING | INTERCONNECTING LINES FOR SWD WELLS ACROSS WARD COUNTY - MAP ATTACHED | Ward County | TX | 79756 | WARD | CN605853340 | RN111191250 | 12.84 miles of 4-inch to 8-inch diameter piping that connects saltwater disposal wells. | The following property is used 100% for pollution control to meet or exceed federal or state regulations: 12.84 miles of 4-inch to 8-inch diameter piping that connects saltwater disposal wells. | 2021-06-15 | 907866 | 100
23712 | T1 | RATTLER MIDSTREAM OPERATING LLC | REEVES COUNTY WATER PIPING | INTERCONNECTING LINES FOR SWD WELLS ACROSS REEVES COUNTY - MAP ATTACHED | Reeves County | TX | 79772 | REEVES | CN605853340 | RN111191268 | 54.1 miles of 8-inch to 12-inch diameter piping that connects saltwater disposal wells. | The following property is used 100% for pollution control to meet or exceed federal or state regulations: 54.1 miles of 8-inch to 12-inch diameter piping that connects saltwater disposal wells. | 2021-06-15 | 4650705 | 100
23713 | T1 | RATTLER MIDSTREAM OPERATING LLC | PECOS COUNTY WATER PIPING | INTERCONNECTING LINES FOR SWD WELLS ACROSS PECOS COUNTY - MAP ATTACHED | Pecos County | TX | 79735 | PECOS | CN605853340 | RN111191276 | 131.96 miles of 4-inch to 24-inch diameter piping that connects saltwater disposal wells. | The following property is used 100% for pollution control to meet or exceed federal or state regulations: 131.96 miles of 4-inch to 24-inch diameter piping that connects saltwater disposal wells. | 2021-06-15 | 11342512 | 100
23714 | T1 | RATTLER MIDSTREAM OPERATING LLC | MIDLAND COUNTY WATER PIPING | INTERCONNECTING LINES FOR SWD WELLS ACROSS MIDLAND COUNTY - MAP ATTACHED | Midland County | TX | 79701 | MIDLAND | CN605853340 | RN111191284 | 2.56 miles of 8-inch diameter piping that connects saltwater disposal wells. | The following property is used 100% for pollution control to meet or exceed federal or state regulations: 2.56 miles of 8-inch diameter piping that connects saltwater disposal wells. | 2021-06-15 | 220387 | 100
23715 | T1 | RATTLER MIDSTREAM OPERATING LLC | MARTIN COUNTY WATER PIPING | INTERCONNECTING LINES FOR SWD WELLS ACROSS MARTIN COUNTY - MAP ATTACHED | Martin County | TX | 79782 | MARTIN | CN605853340 | RN111191292 | 9.17 miles of 6-inch to 12-inch diameter piping that connects saltwater disposal wells. | The following property is used 100% for pollution control to meet or exceed federal or state regulations: 9.17 miles of 6-inch to 12-inch diameter piping that connects saltwater disposal wells. | 2021-06-15 | 787794 | 100
23716 | T1 | RATTLER MIDSTREAM OPERATING LLC | LOVING COUNTY WATER PIPING | INTERCONNECTING LINES FOR SWD WELLS ACROSS LOVING COUNTY - MAP ATTACHED | Loving County | TX | 79754 | LOVING | CN605853340 | RN111191300 | The property is the piping that connects the saltwater disposal wells owned by Rattler Midstream Operating LLC in Loving County, as identified in the Tier 1 Table, S-16. The system consists of poly pipe, including 230.68 miles of piping. The detail is attached in Exhibit A. The piping is a closed loop system that moves the produced saltwater solely from the oil& gas wells operated by Rattler Midstream Operating LLC, to the disposal wells. Its purpose is to dispose of saltwater that is produced in the drilling and extraction of oil and gas in an environmentally appropriate manner. The system transports saltwater to the individual wells for disposal at the end of the production process. The saltwater is injected into the wells and delivered to an underground zone that is determined to be appropriate by the Texas Railroad Commission. The SWD wells and piping are the final process after the saltwater is separated from the oil and gas. Exhibit B shows a diagram of the entire network of pipelines and SWD wells built. The entire process is designed to protect the land and freshwater zones underground from the saltwater being disposed. | Application withdrawn at the request of applicant | 2021-06-18 | 195447 | 100
23717 | T1 | RATTLER MIDSTREAM OPERATING LLC | HOWARD COUNTY WATER PIPING | INTERCONNECTING LINES FOR SWD WELLS ACROSS HOWARD COUNTY - MAP ATTACHED | Howard County | TX | 79720 | HOWARD | CN605853340 | RN111191318 | 2.5 miles of 8-inch diameter piping that connects saltwater disposal wells. | The following property is used 100% for pollution control to meet or exceed federal or state regulations: 2.5 miles of 8-inch diameter piping that connects saltwater disposal wells. | 2021-06-15 | 214940 | 100
23718 | T1 | DIAMONDBACK E&P LLC | WINKLER COUNTY WATER PIPING | INTERCONNECTING LINES FOR SWD WELLS ACROSS WINKLER COUNTY - MAP ATTACHED | Winkler County | TX | 79745 | WINKLER | CN604396721 | RN111191326 | 20.52 miles of 8-inch diameter piping that connects saltwater disposal wells. | The following property is used 100% for pollution control to meet or exceed federal or state regulations: 20.52 miles of 8-inch diameter piping that connects saltwater disposal wells. | 2021-06-30 | 1765211 | 100
23719 | T1 | DIAMONDBACK E&P LLC | WARD COUNTY WATER PIPING | INTERCONNECTING LINES FOR SWD WELLS ACROSS WARD COUNTY - MAP ATTACHED | Ward County | TX | 79756 | WARD | CN604396721 | RN111191334 | 52.09 miles of 8-inch diameter piping that connects saltwater disposal wells. | The following property is used 100% for pollution control to meet or exceed federal or state regulations: 52.09 miles of 8-inch diameter piping that connects saltwater disposal wells. | 2021-06-30 | 4664630 | 100
23720 | T1 | DIAMONDBACK E&P LLC | REEVES COUNTY WATER PIPING | INTERCONNECTING LINES FOR SWD WELLS ACROSS REEVES COUNTY - MAP ATTACHED | Reeves County | TX | 79772 | REEVES | CN604396721 | RN111191342 | 125.72 miles of 8-inch to 24-inch diameter piping that connects saltwater disposal wells. | The following property is used 100% for pollution control to meet or exceed federal or state regulations: 125.72 miles of 8-inch to 24-inch diameter piping that connects saltwater disposal wells. | 2021-06-30 | 14796157 | 100
23721 | T1 | DIAMONDBACK E&P LLC | REAGAN COUNTY WATER PIPING | INTERCONNECTING LINES FOR SWD WELLS ACROSS REAGAN COUNTY - MAP ATTACHED | Reagan County | TX | 76932 | REAGAN | CN604396721 | RN111191359 | The property is the piping that connects the saltwater disposal wells owned by Diamondback E&P LLC in Reagan County, as identified in the Tier 1 Table, S-16. The system consists of poly pipe, including 230.68 miles of piping. The detail is attached in Exhibit A. The piping is a closed loop system that moves the produced saltwater solely from the oil& gas wells operated by Diamondback E&P LLC, to the disposal wells. Its purpose is to dispose of saltwater that is produced in the drilling and extraction of oil and gas in an environmentally appropriate manner. The system transports saltwater to the individual wells for disposal at the end of the production process. The saltwater is injected into the wells and delivered to an underground zone that is determined to be appropriate by the Texas Railroad Commission. The SWD wells and piping are the final process after the saltwater is separated from the oil and gas. Exhibit B shows a diagram of the entire network of pipelines and SWD wells built. The entire process is designed to protect the land and freshwater zones underground from the saltwater being disposed. | Application withdrawn at the request of applicant | 2021-06-18 | 500074 | 100
23722 | T1 | DIAMONDBACK E&P LLC | PECOS COUNTY WATER PIPING | INTERCONNECTING LINES FOR SWD WELLS ACROSS PECOS COUNTY - MAP ATTACHED | Pecos County | TX | 79772 | PECOS | CN604396721 | RN111191367 | 98.53 miles of 8-inch to 24-inch diameter piping that connects saltwater disposal wells. | The following property is used 100% for pollution control to meet or exceed federal or state regulations: 98.53 miles of 8-inch to 24-inch diameter piping that connects saltwater disposal wells. | 2021-07-01 | 15333787 | 100
23723 | T1 | DIAMONDBACK E&P LLC | MIDLAND COUNTY WATER PIPING | INTERCONNECTING LINES FOR SWD WELLS ACROSS MIDLAND COUNTY - MAP ATTACHED | Midland County | TX | 79701 | MIDLAND | CN604396721 | RN111191375 | 77.07 miles of 4-inch to 12-inch diameter piping that connects saltwater disposal wells. | The following property is used 100% for pollution control to meet or exceed federal or state regulations: 77.07 miles of 4-inch to 12-inch diameter piping that connects saltwater disposal wells. | 2021-07-01 | 11325331 | 100
23724 | T1 | DIAMONDBACK E&P LLC | MARTIN COUNTY WATER PIPING | INTERCONNECTING LINES FOR SWD WELLS ACROSS MARTIN COUNTY - MAP ATTACHED | Martin County | TX | 79782 | MARTIN | CN604396721 | RN111191391 | 221.40 miles of 3-inch to 12-inch diameter piping that connects saltwater disposal wells. | The following property is used 100% for pollution control to meet or exceed federal or state regulations: 221.40 miles of 3-inch to 12-inch diameter piping that connects saltwater disposal wells. | 2021-07-01 | 24408811 | 100
23725 | T1 | DIAMONDBACK E&P LLC | LOVING COUNTY WATER PIPING | INTERCONNECTING LINES FOR SWD WELLS ACROSS LOVING COUNTY - MAP ATTACHED | Loving County | TX | 79754 | LOVING | CN604396721 | RN111191409 | 57.14 miles of 8-inch diameter piping that connects saltwater disposal wells. | The following property is used 100% for pollution control to meet or exceed federal or state regulations: 57.14 miles of 8-inch diameter piping that connects saltwater disposal wells. | 2021-07-01 | 4911776 | 100
23726 | T1 | DIAMONDBACK E&P LLC | HOWARD COUNTY WATER PIPING | INTERCONNECTING LINES FOR SWD WELLS ACROSS HOWARD COUNTY - MAP ATTACHED | Howard County | TX | 79720 | HOWARD | CN604396721 | RN111191417 | 107.77 miles of 6-inch to 12-inch diameter piping that connects saltwater disposal wells. | The following property is used 100% for pollution control to meet or exceed federal or state regulations: 107.77 miles of 6-inch to 12-inch diameter piping that connects saltwater disposal wells. | 2021-07-01 | 11470074 | 100
23727 | T1 | DIAMONDBACK E&P LLC | GLASSCOCK COUNTY WATER PIPING | INTERCONNECTING LINES FOR SWD WELLS ACROSS GLASSCOCK COUNTY - MAP ATTACHED | Glasscock County | TX | 79739 | GLASSCOCK | CN604396721 | RN111191425 | 97.22 miles of 8-inch to 12-inch diameter piping that connects saltwater disposal wells. | The following property is used 100% for pollution control to meet or exceed federal or state regulations: 97.22 miles of 8-inch to 12-inch diameter piping that connects saltwater disposal wells. | 2021-07-01 | 15323116 | 100
23728 | T1 | DIAMONDBACK E&P LLC | CRANE COUNTY WATER PIPING | INTERCONNECTING LINES FOR SWD WELLS ACROSS CRANE COUNTY - MAP ATTACHED | Crane County | TX | 79731 | CRANE | CN604396721 | RN111191441 | The property is the piping that connects the saltwater disposal wells owned by Diamondback E&P LLC in Crane County, as identified in the Tier 1 Table, S-16. The system consists of poly pipe, including 230.68 miles of piping. The detail is attached in Exhibit A. The piping is a closed loop system that moves the produced saltwater solely from the oil& gas wells operated by Diamondback E&P LLC, to the disposal wells. Its purpose is to dispose of saltwater that is produced in the drilling and extraction of oil and gas in an environmentally appropriate manner. The system transports saltwater to the individual wells for disposal at the end of the production process. The saltwater is injected into the wells and delivered to an underground zone that is determined to be appropriate by the Texas Railroad Commission. The SWD wells and piping are the final process after the saltwater is separated from the oil and gas. Exhibit B shows a diagram of the entire network of pipelines and SWD wells built. The entire process is designed to protect the land and freshwater zones underground from the saltwater being disposed. | Application withdrawn at the request of applicant | 2021-06-18 | 765634 | 100
23729 | T1 | DIAMONDBACK E&P LLC | GAINES COUNTY WATER PIPING | INTERCONNECTING LINES FOR SWD WELLS ACROSS GAINES COUNTY - MAP ATTACHED | Gaines County | TX | 79360 | GAINES | CN604396721 | RN111191458 | 2.04 miles of 4-inch diameter piping that connects saltwater disposal wells. | The following property is used 100% for pollution control to meet or exceed federal or state regulations: 2.04 miles of 4-inch diameter piping that connects saltwater disposal wells. | 2021-07-01 | 175580 | 100
23730 | T1 | DIAMONDBACK E&P LLC | ECTOR COUNTY WATER PIPING | INTERCONNECTING LINES FOR SWD WELLS ACROSS ECTOR COUNTY - MAP ATTACHED | Ector County | TX | 79760 | ECTOR | CN604396721 | RN111191466 | 2.82 miles of 8-inch diameter piping that connects saltwater disposal wells. | The following property is used 100% for pollution control to meet or exceed federal or state regulations: 2.82 miles of 8-inch diameter piping that connects saltwater disposal wells. | 2021-07-01 | 1099256 | 100
23731 | T1 | DIAMONDBACK E&P LLC | DAWSON COUNTY WATER PIPING | INTERCONNECTING LINES FOR SWD WELLS ACROSS DAWSON COUNTY - MAP ATTACHED | Dawson County | TX | 79331 | DAWSON | CN604396721 | RN111191474 | 46.29 miles of 3-inch to 10-inch diameter piping that connects saltwater disposal wells. | The following property is used 100% for pollution control to meet or exceed federal or state regulations: 46.29 miles of 3-inch to 10-inch diameter piping that connects saltwater disposal wells. | 2021-07-01 | 4928289 | 100
23732 | T1 | DIAMONDBACK E&P LLC | ANDREWS COUNTY WATER PIPING | INTERCONNECTING LINES FOR SWD WELLS ACROSS ANDREWS COUNTY - MAP ATTACHED | Andrews County | TX | 79714 | ANDREWS | CN604396721 | RN111191482 | 76.93 miles of 2-inch to 10-inch diameter piping that connects saltwater disposal wells. | The following property is used 100% for pollution control to meet or exceed federal or state regulations: 76.93 miles of 2-inch to 10-inch diameter piping that connects saltwater disposal wells. | 2021-07-01 | 8432487 | 100
23733 | T1 | COTTONWOOD ENERGY COMPANY LP | COTTONWOOD ENERGY PROJECT | 976 CR 4213 | DEWEYVILLE | TX | 77614 | NEWTON | CN602765687 | RN100226109 | CW-2021-01 Foster Wheeler heat recovery steam generator | The following property is used 65% for pollution control and is installed to meet or exceed federal or state regulations: CW-2021-01 Foster Wheeler heat recovery steam generator | 2021-03-15 | 93042776 | 65
23734 | T1 | EXXON MOBIL CORPORATION | EXXONMOBIL CHEMICAL MONT BELVIEU PLASTICS PLANT | 13330 HATCHERVILLE RD | MONT BELVIEU | TX | 77521 | CHAMBERS | CN600123939 | RN102501020 | Thermal oxidizer for the North LD Unit. | The following property is used 65% for pollution control and is installed to meet or exceed federal or state regulations: Thermal oxidizer for the North LD Unit. | 2021-06-16 | 75000000 | 100
23735 | T1 | EXXON MOBIL CORPORATION | EXXONMOBIL CHEMICAL MONT BELVIEU PLASTICS PLANT | 13330 HATCHERVILLE RD | MONT BELVIEU | TX | 77521 | CHAMBERS | CN600123939 | RN102501020 | Elevated and multi-point ground flare for the North polyethylene unit. | The following property is used 100% for pollution control and is installed to meet or exceed federal or state regulations: Elevated and multi-point ground flare for the North polyethylene unit. | 2021-05-19 | 45000000 | 100
23736 | T1 | EXXON MOBIL CORPORATION | EXXONMOBIL CHEMICAL MONT BELVIEU PLASTICS PLANT | 13330 HATCHERVILLE RD | MONT BELVIEU | TX | 77521 | CHAMBERS | CN600123939 | RN102501020 | Selective catalytic reduction system on boilers. | The following property is used 100% for pollution control and is installed to meet or exceed federal or state regulations: Selective catalytic reduction system on boilers. | 2021-05-19 | 20000000 | 100
23737 | T1 | PHILLIPS 66 PIPELINE LLC | GRAY OAK PIPELINE - LIVE OAK | PIPELINE CROSSING LIVE OAK COUNTY | Live Oak County | TX | 78022 | LIVE OAK | CN600134761 | RN111195392 | Pipeline coating and cathodic protection on the Gray Oak Pipeline Segment in Live Oak County. | The following property is used 100% for pollution control to meet or exceed federal or state regulations: Pipeline coating and cathodic protection on the Gray Oak Pipeline Segment in Live Oak County. | 2021-05-13 | 6857167 | 100
23738 | T1 | PHILLIPS 66 PIPELINE LLC | GRAY OAK PIPELINE - SAN PATRICIO COUNTY | CRUDE OIL PIPELINE LOCATED IN SAN PATRICIO COUNTY | San Patricio County | TX | 78387 | SAN PATRICIO | CN600134761 | RN111195400 | Pipeline coating and cathodic protection on the Gray Oak Pipeline Segment in San Patricio County. | The following property is used 100% for pollution control to meet or exceed federal or state regulations: Pipeline coating and cathodic protection on the Gray Oak Pipeline Segment in San Patricio County. | 2021-05-13 | 3934270 | 100
23739 | T1 | PHILLIPS 66 PIPELINE LLC | GRAY OAK PIPELINE - CROCKETT COUNTY | THIS APPLICATION IS FOR PIPELINE WHICH CROSSES CROCKETT COUNTY | Crockett County | TX | 76943 | CROCKETT | CN600134761 | RN111195418 | Pipeline coating and cathodic protection on the Gray Oak Pipeline Segment in Crockett County. | The following property is used 100% for pollution control to meet or exceed federal or state regulations: Pipeline coating and cathodic protection on the Gray Oak Pipeline Segment in Crockett County. | 2021-05-13 | 2661437 | 100
23740 | T1 | PHILLIPS 66 PIPELINE LLC | GRAY OAK PIPELINE - SUTTON COUNTY | THIS APPLICATION IS FOR PIPELINE CROSSING SUTTON COUNTY | Sutton County | TX | 76950 | SUTTON | CN600134761 | RN111195459 | Pipeline coating and cathodic protection on the Gray Oak Pipeline Segment in Sutton County. | The following property is used 100% for pollution control to meet or exceed federal or state regulations: Pipeline coating and cathodic protection on the Gray Oak Pipeline Segment in Sutton County. | 2021-05-13 | 2686152 | 100
23741 | T1 | PHILLIPS 66 PIPELINE LLC | GRAY OAK PIPELINE - FRIO COUNTY | THIS APPLICATION IS FOR PIPELINE CROSSING FRIO COUNTY | Frio County | TX | 78061 | FRIO | CN600134761 | RN111195467 | Pipeline coating and cathodic protection on the Gray Oak Pipeline Segment in Frio County. | The following property is used 100% for pollution control to meet or exceed federal or state regulations: Pipeline coating and cathodic protection on the Gray Oak Pipeline Segment in Frio County. | 2021-05-13 | 2580787 | 100
23742 | T1 | PHILLIPS 66 PIPELINE LLC | GRAY OAK PIPELINE - UPTON COUNTY | THIS APPLICATION IS FOR PIPELINE CROSSING UPTON COUNTY | Upton County | TX | 79752 | UPTON | CN600134761 | RN111195475 | Pipeline coating and cathodic protection on the Gray Oak Pipeline Segment in Upton County. | The following property is used 100% for pollution control to meet or exceed federal or state regulations: Pipeline coating and cathodic protection on the Gray Oak Pipeline Segment in Upton County. | 2021-05-13 | 2336237 | 100
23743 | T1 | PHILLIPS 66 PIPELINE LLC | GRAY OAK PIPELINE - ZAVALA COUNTY | THIS APPLICATION IS FOR PIPELINE CROSSING ZAVALA COUNTY | Zavala County | TX | 78839 | ZAVALA | CN600134761 | RN111195491 | Pipeline coating and cathodic protection on the Gray Oak Pipeline Segment in Zavala County. | The following property is used 100% for pollution control to meet or exceed federal or state regulations: Pipeline coating and cathodic protection on the Gray Oak Pipeline Segment in Zavala County. | 2021-05-13 | 2999645 | 100
23744 | T1 | PHILLIPS 66 PIPELINE LLC | GRAY OAK PIPELINE - LOVING COUNTY | THIS APPLICATION IS FOR PIPELINE CROSSING LOVING COUNTY | Loving County | TX | 79754 | LOVING | CN600134761 | RN111195509 | Pipeline coating and cathodic protection on the Gray Oak Pipeline Segment in Loving County. | The following property is used 100% for pollution control to meet or exceed federal or state regulations: Pipeline coating and cathodic protection on the Gray Oak Pipeline Segment in Loving County. | 2021-05-13 | 2730379 | 100
23745 | T1 | PHILLIPS 66 PIPELINE LLC | GRAY OAK PIPELINE - CRANE COUNTY | THIS APPLICATION IS FOR PIPELINE CROSSING CRANE COUNTY | Crane County | TX | 79731 | CRANE | CN600134761 | RN111195574 | Pipeline coating and cathodic protection on the Gray Oak Pipeline Segment in Crane County. | The following property is used 100% for pollution control to meet or exceed federal or state regulations: Pipeline coating and cathodic protection on the Gray Oak Pipeline Segment in Crane County. | 2021-05-13 | 2020793 | 100
23746 | T1 | STEEL DYNAMICS SOUTHWEST LLC | SINTON MILL | Latitude = 28.05635, Longitude = -97.45005 | San Patricio County | TX | 78387 | SAN PATRICIO | CN605646041 | RN110750965 | Arc furnace and melt shop particulate pollution control property consisting of a 111 foot by 420 foot by 123 foot tall metal enclosure around the arc furnace bay, hoods and ducts over the arc furnace and ladle metallurgical stations 1 and 2, chilled water piping, and baghouses 1 and 2. | The following property is used 100% for pollution control and is installed to meet or exceed federal or state regulations: Arc furnace and melt shop particulate pollution control property consisting of a 111 foot by 420 foot by 123 foot tall metal enclosure around the arc furnace bay, hoods and ducts over the arc furnace and ladle metallurgical stations 1 and 2, chilled water piping, and baghouses 1 and 2. | 2021-05-27 | 106568418 | 100
23747 | T1 | PHILLIPS 66 PIPELINE LLC | GRAY OAK PIPELINE - MATAGORDA COUNTY | CRUDE OIL PIPELINE CROSSING MATAGORDA COUNTY | Matagorda County | TX | 77414 | MATAGORDA | CN600134761 | RN111195855 | Pipeline coating and cathodic protection on the Gray Oak Pipeline Segment in Matagorda County. | The following property is used 100% for pollution control to meet or exceed federal or state regulations: Pipeline coating and cathodic protection on the Gray Oak Pipeline Segment in Matagorda County. | 2021-05-13 | 1535594 | 100
23748 | T1 | PHILLIPS 66 PIPELINE LLC | GRAY OAK PIPELINE - GOLIAD COUNTY | CRUDE OIL PIPELINE CROSSING GOLIAD COUNTY | Goliad County | TX | 77963 | GOLIAD | CN600134761 | RN111195863 | Pipeline coating and cathodic protection on the Gray Oak Pipeline Segment in Goliad County. | The following property is used 100% for pollution control to meet or exceed federal or state regulations: Pipeline coating and cathodic protection on the Gray Oak Pipeline Segment in Goliad County. | 2021-05-13 | 2331684 | 100
23749 | T1 | PHILLIPS 66 PIPELINE LLC | GRAY OAK PIPELINE - JACKSON COUNTY | CRUDE OIL PIPELINE CROSSING JACKSON COUNTY | Jackson County | TX | 77957 | JACKSON | CN600134761 | RN111195871 | Pipeline coating and cathodic protection on the Gray Oak Pipeline Segment in Jackson County. | The following property is used 100% for pollution control to meet or exceed federal or state regulations: Pipeline coating and cathodic protection on the Gray Oak Pipeline Segment in Jackson County. | 2021-05-13 | 1613642 | 100
23750 | T1 | PHILLIPS 66 PIPELINE LLC | GRAY OAK PIPELINE - MCMULLEN COUNTY | CRUDE OIL PIPELINE CROSSING MCMULLEN COUNTY | Mcmullen County | TX | 78072 | MCMULLEN | CN600134761 | RN111195897 | Pipeline coating and cathodic protection on the Gray Oak Pipeline Segment in McMullen County. | The following property is used 100% for pollution control to meet or exceed federal or state regulations: Pipeline coating and cathodic protection on the Gray Oak Pipeline Segment in McMullen County. | 2021-05-13 | 1977866 | 100
23751 | T1 | PHILLIPS 66 PIPELINE LLC | GRAY OAK PIPELINE - VICTORIA COUNTY | CRUDE OIL PIPELINE CROSSING VICTORIA COUNTY | Victoria County | TX | 77901 | VICTORIA | CN600134761 | RN111196002 | Pipeline coating and cathodic protection on the Gray Oak Pipeline Segment in Victoria County. | The following property is used 100% for pollution control to meet or exceed federal or state regulations: Pipeline coating and cathodic protection on the Gray Oak Pipeline Segment in Victoria County. | 2021-05-13 | 1641610 | 100
23752 | T1 | PHILLIPS 66 PIPELINE LLC | GRAY OAK PIPELINE - WINKLER COUNTY | CRUDE OIL PIPELINE CROSSING WINKLER COUNTY | Winkler County | TX | 79745 | WINKLER | CN600134761 | RN111196010 | Pipeline coating and cathodic protection on the Gray Oak Pipeline Segment in Winkler County. | The following property is used 100% for pollution control to meet or exceed federal or state regulations: Pipeline coating and cathodic protection on the Gray Oak Pipeline Segment in Winkler County. | 2021-05-13 | 1719007 | 100
23753 | T1 | PHILLIPS 66 PIPELINE LLC | GRAY OAK PIPELINE - KARNES COUNTY | CRUDE OIL PIPELINE CROSSING KARNES COUNTY | Karnes County | TX | 78118 | KARNES | CN600134761 | RN111196028 | Pipeline coating and cathodic protection on the Gray Oak Pipeline Segment in Karnes County. | The following property is used 100% for pollution control to meet or exceed federal or state regulations: Pipeline coating and cathodic protection on the Gray Oak Pipeline Segment in Karnes County. | 2021-05-13 | 1544050 | 100
23754 | T1 | PHILLIPS 66 PIPELINE LLC | GRAY OAK PIPELINE - BEE COUNTY | CRUDE OIL PIPELINE CROSSING BEE COUNTY | Bee County | TX | 78102 | BEE | CN600134761 | RN111196036 | Pipeline coating and cathodic protection on the Gray Oak Pipeline Segment in Bee County. | The following property is used 100% for pollution control to meet or exceed federal or state regulations: Pipeline coating and cathodic protection on the Gray Oak Pipeline Segment in Bee County. | 2021-05-13 | 1302751 | 100
23755 | T1 | PHILLIPS 66 PIPELINE LLC | GRAY OAK PIPELINE - WHARTON COUNTY | CRUDE OIL PIPELINE CROSSING WHARTON COUNTY | Wharton County | TX | 77488 | WHARTON | CN600134761 | RN111196085 | Pipeline coating and cathodic protection on the Gray Oak Pipeline Segment in Wharton County. | The following property is used 100% for pollution control to meet or exceed federal or state regulations: Pipeline coating and cathodic protection on the Gray Oak Pipeline Segment in Wharton County. | 2021-05-13 | 1174622 | 100
23756 | T1 | PRECISION DRILLING COMPANY LP | PRECISION DRILLING | 7600 E INTERSTATE 20 | ODESSA | TX | 79766 | MIDLAND | CN603453770 | RN106743677 | Spill response equipment consisting of ram type blowout preventers, a closing unit, and a choke manifold system on Rig 580. | The following property is used 100% for pollution control to meet or exceed federal or state regulations: Spill response equipment consisting of ram type blowout preventers, a closing unit, and a choke manifold system on Rig 580. | 2021-06-03 | 1303000 | 100
23757 | T1 | PRECISION DRILLING COMPANY LP | PRECISION DRILLING | 7600 E INTERSTATE 20 | ODESSA | TX | 79766 | MIDLAND | CN603453770 | RN106743677 | Rentech heat recovery steam generator equipped with a selective catalytic reduction unit. | The following property is used 65% for pollution control to meet or exceed federal or state regulations: Rentech heat recovery steam generator equipped with a selective catalytic reduction unit. | 2021-06-03 | 711800 | 65
23758 | T1 | BAYPORT POLYMERS LLC | BAYPORT POLYMERS | 7600 32ND ST | PORT ARTHUR | TX | 77642 | JEFFERSON | CN605458397 | RN109845768 | VOC vent system consisting of a VOC vent header, Blowdown KO Drum V-5607, Blowdown KO Drum Pumps P-5618A and R, VOC Vent Blowers B-3804A and R, and Thermal Oxidizer Package Z-3800. | The following property is used 100% for pollution control to meet or exceed federal or state regulations: VOC vent system consisting of a VOC vent header, Blowdown KO Drum V-5607, Blowdown KO Drum Pumps P-5618A and R, VOC Vent Blowers B-3804A and R, and Thermal Oxidizer Package Z-3800. | 2021-05-27 | 3912739 | 100
23759 | T1 | BAYPORT POLYMERS LLC | BAYPORT POLYMERS | 7600 32ND ST | PORT ARTHUR | TX | 77642 | JEFFERSON | CN605458397 | RN109845768 | Wastewater controls consisting of oily water pumps P-5609A/R, pipes from dry weather compartment to tank T-5655, two oil skimmers in U-5609, wet slop oil froth holding vessel V-5651, wastewater equalization tank oil skimmer pump P-5656, piping between P-5656 and V-5651, yellow oil skimmers in tanks T-1221A/B, spent caustic skimmed YO drums V-1223 and V-1222, YO pump P-1212, slop vessels V-8601/8602/8603 with collection headers and drain pumps P-8601/8602/8603A/R, storm/fire water washdown collection basin U-5609 with diversion sump pumps P-5605A/B/R and two skimmers, pipes from wet weather compartment of U-5609 to T-5655, washdown collection basin dry weather compartment oil skimmer pump P-5619, washdown collection basin wet weather compartment diversion sump oil skimmer pump P-5615, wastewater equalization tank T-5655, piping between T-5655 and the wet air oxidation package Z-1221, blowdown stripper bottoms cooler E-1123, blowdown KO drum V-5607, wet slop oil froth holding vessel V-5651, sludge froth vessel V-5652, cooling water circulation pumps P-3401A/B/C/R, LP condensate interchanger cooler E-3512, IGF effluent pumps P-5679A/R, wet flare pumps P-4601A/R, condensate mixed bed polisher package Z-350, polisher wastewater neutralization sump U-3551, induced gas flotation oil water separators, IGF tank T-5672X, IGF oil water separation package Z-5672, IGF eductor supply pumps P-5672AX/RX, IGF froth transfer pumps P-5673AX/RX, wastewater equalization tank influent filters S-5655A/R, oil skimmer located in T-5655, CPI oil water separator package Z-5671 with tank T-5671AX/BX and feed pumps P-5603A/R, slop oil sludge transfer pumps P-5671AX/RX, CPI influent static mixer SMX-5654, piping between vessels V-5651 and V-5652 and tank T-5655, benzene wastewater holding tank T-5660 with pumps P-5660A/R, intermediate wet flare liquid transfer pot V-1723, contaminated wastewater holding area wet air oxidation package Z-1221, ditches, culverts, and drains. | The following property is used 100% for pollution control to meet or exceed federal or state regulations: Wastewater controls consisting of oily water pumps P-5609A/R, pipes from dry weather compartment to tank T-5655, two oil skimmers in U-5609, wet slop oil froth holding vessel V-5651, wastewater equalization tank oil skimmer pump P-5656, piping between P-5656 and V-5651, yellow oil skimmers in tanks T-1221A/B, spent caustic skimmed YO drums V-1223 and V-1222, YO pump P-1212, slop vessels V-8601/8602/8603 with collection headers and drain pumps P-8601/8602/8603A/R, storm/fire water washdown collection basin U-5609 with diversion sump pumps P-5605A/B/R and two skimmers, pipes from wet weather compartment of U-5609 to T-5655, washdown collection basin dry weather compartment oil skimmer pump P-5619, washdown collection basin wet weather compartment diversion sump oil skimmer pump P-5615, wastewater equalization tank T-5655, piping between T-5655 and the wet air oxidation package Z-1221, blowdown stripper bottoms cooler E-1123, blowdown KO drum V-5607, wet slop oil froth holding vessel V-5651, sludge froth vessel V-5652, cooling water circulation pumps P-3401A/B/C/R, LP condensate interchanger cooler E-3512, IGF effluent pumps P-5679A/R, wet flare pumps P-4601A/R, condensate mixed bed polisher package Z-350, polisher wastewater neutralization sump U-3551, induced gas flotation oil water separators, IGF tank T-5672X, IGF oil water separation package Z-5672, IGF eductor supply pumps P-5672AX/RX, IGF froth transfer pumps P-5673AX/RX, wastewater equalization tank influent filters S-5655A/R, oil skimmer located in T-5655, CPI oil water separator package Z-5671 with tank T-5671AX/BX and feed pumps P-5603A/R, slop oil sludge transfer pumps P-5671AX/RX, CPI influent static mixer SMX-5654, piping between vessels V-5651 and V-5652 and tank T-5655, benzene wastewater holding tank T-5660 with pumps P-5660A/R, intermediate wet flare liquid transfer pot V-1723, contaminated wastewater holding area wet air oxidation package Z-1221, ditches, culverts, and drains. | 2021-06-24 | 41452299 | 100
23760 | T1 | CORPUS CHRISTI LIQUEFACTION LLC | CORPUS CHRISTI LIQUEFACTION | 622 HWY 35 | GREGORY | TX | 78359 | SAN PATRICIO | CN604136374 | RN104104716 | Lube storage building. | The following property is used 100% for pollution control and is installed to meet or exceed federal or state regulations: Lube storage building. | 2021-05-19 | 755000 | 100
23761 | T1 | CORPUS CHRISTI LIQUEFACTION LLC | CORPUS CHRISTI LIQUEFACTION | 622 HWY 35 | GREGORY | TX | 78359 | SAN PATRICIO | CN604136374 | RN104104716 | Wastewater treatment chemicals storage building. | The following property is used 100% for pollution control and is installed to meet or exceed federal or state regulations: Wastewater treatment chemicals storage building. | 2021-07-01 | 828428 | 100
23762 | T1 | CORPUS CHRISTI LIQUEFACTION LLC | CORPUS CHRISTI LIQUEFACTION | 622 HWY 35 | GREGORY | TX | 78359 | SAN PATRICIO | CN604136374 | RN104104716 | Modification to the flare riser, two flare tips for the wet flare, and two flare tips for the dry flare. | The following property is used 100% for pollution control and is installed to meet or exceed federal or state regulations: Modification to the flare riser, two flare tips for the wet flare, and two flare tips for the dry flare. | 2021-06-03 | 1650780 | 100
23763 | T1 | CORPUS CHRISTI LIQUEFACTION LLC | CORPUS CHRISTI LIQUEFACTION | 622 HWY 35 | GREGORY | TX | 78359 | SAN PATRICIO | CN604136374 | RN104104716 | Fourteen sample stations for the ethylene accumulator OVHD, feed gas for Trains, HP fuel gas, lean amine, lean amine to S-1202, LP fuel gas, propane accumulator OVHD, V-1701 overheads, V-1703 OVHD, and V-1811 bottoms and a portable sample station for Train 1. | The following property is used 100% for pollution control and is installed to meet or exceed federal or state regulations: Fourteen sample stations for the ethylene accumulator OVHD, feed gas for Trains, HP fuel gas, lean amine, lean amine to S-1202, LP fuel gas, propane accumulator OVHD, V-1701 overheads, V-1703 OVHD, and V-1811 bottoms and a portable sample station for Train 1. | 2021-06-02 | 1259250 | 100
23764 | T1 | EXXON MOBIL CORPORATION | EXXON MOBIL CHEMICAL BAYTOWN OLEFINS PLANT | 3525 DECKER DR | BAYTOWN | TX | 77520 | HARRIS | CN600123939 | RN102212925 | The BOP-2X furnace section is consisted of eight steam cracking furnaces EPNs XXAF01-ST through XXHF01-ST. The furnaces are equipped with ultra-low NOx burners and Selective Catalytic Reduction SCR systems to control NOx emissions. Aqueous ammonia is piped from the ammonia storage area to the Ammonia Injection Grid AIG at the furnace stack. The flow of the gas to the AIG is constant with the ammonia rate being controlled to match fuel usage and to meet the NOx effluent specifications as measured by the NOx CEMS analyzer. | NOD response not received | 2021-06-18 | 27000000 | 100
23765 | T1 | EXXON MOBIL CORPORATION | EXXON MOBIL CHEMICAL BAYTOWN OLEFINS PLANT | 3525 DECKER DR | BAYTOWN | TX | 77520 | HARRIS | CN600123939 | RN102212925 | The BOP-2X flare system consists of a steam-assisted elevated flare and a multi-point ground flare. The flare system is used to control emissions from MSS activities related to equipment clearing and startup and shutdown activities. This system iswill be equipped with a totalizing flow meter, a calorimeter to monitor directly for NHVcz, and an on-line analyzer to speciate the hydrocarbons in the flare gases, including Highly Reactive Volatile Organic Compounds HRVOCs. | NOD response not received | 2021-06-24 | 160000000 | 100
23766 | T1 | THE SHERWIN-WILLIAMS COMPANY | SHERWIN WILLIAMS AUTOMOTIVE TRAINING CENTER | 1450 AVENUE R | GRAND PRAIRIE | TX | 75050 | TARRANT | CN600278600 | RN100599273 | Dust collection system and wet and dry scrubbers. | NOD response not received | 2021-07-01 | 310909 | 100
23767 | T1 | THE SHERWIN-WILLIAMS COMPANY | THE SHERWIN-WILLIAMS GARLAND FACILITY | 2802 W MILLER RD | GARLAND | TX | 75041 | DALLAS | CN600278600 | RN100218197 | Dust collection systems, secondary containment, automatic tank gauging, automatic shut-off valves and odor dispersing and removal systems. | NOD response not received | 2021-06-18 | 1749996 | 100
23768 | T1 | THE SHERWIN-WILLIAMS COMPANY | WACO TX DSC | 1300 AVIATION PKWY | WACO | TX | 76705 | MCLENNAN | CN600278600 | RN109731042 | Wet and dry scrubbers, hoods, duct and collection systems connected to final control devices, Odor Dispersing and removal systems. | NOD response not received | 2021-06-18 | 524895 | 100
23769 | T1 | WOLF HOLLOW II POWER LLC | WOLF HOLLOW II | 8787 WOLF HOLLOW CT | GRANBURY | TX | 76048 | HOOD | CN604679639 | RN108779729 | Heat recovery steam generators (HRSG) including the high pressure system; reheat/intermediate pressure system; low pressure system; associated ductwork and piping for each system; indicators, transmitters, temperature elements, flow elements, and other instrumentation required to support control and monitoring of the HRSG; HRSG and discharge expansion joints; supplemental duct firing burner system with all related piping, valves, instrumentation, flow element, duct burners, burner management system controls, and flame safeguard system; instrumentation accessories consisting of isolation root valves, valve manifolds, blowdown valves, steam loop seals, condensate pots, stainless steel tubing, fittings, mounting hardware for skid mounted equipment; and control/instrument air user supply lines, consisting of stainless steel tubing, flexible tubing, shutoff valves, fittings for pre-packaged or skid mounted equipment. | The following property is used 65% for pollution control and is installed to meet or exceed federal or state regulations: Heat recovery steam generators (HRSG) including the high pressure system; reheat/intermediate pressure system; low pressure system; associated ductwork and piping for each system; indicators, transmitters, temperature elements, flow elements, and other instrumentation required to support control and monitoring of the HRSG; HRSG and discharge expansion joints; supplemental duct firing burner system with all related piping, valves, instrumentation, flow element, duct burners, burner management system controls, and flame safeguard system; instrumentation accessories consisting of isolation root valves, valve manifolds, blowdown valves, steam loop seals, condensate pots, stainless steel tubing, fittings, mounting hardware for skid mounted equipment; and control/instrument air user supply lines, consisting of stainless steel tubing, flexible tubing, shutoff valves, fittings for pre-packaged or skid mounted equipment. | 2021-03-10 | 100569563 | 65
23770 | T1 | THE VALSPAR CORPORATION | VALSPAR GARLAND FACILITY | 701 S SHILOH RD | GARLAND | TX | 75042 | DALLAS | CN600128409 | RN100215995 | Thermal oxidizers, secondary containment, automatic tank gauging, automatic shut-off, wastewater treatment facilities, valves and odor dispersing and removal systems, and wastewater treatment. | NOD response not received | 2021-07-01 | 100569563 | 100
23771 | T1 | ARKEMA INC | ARKEMA CROSBY PLANT | 18000 CROSBY EASTGATE RD | CROSBY | TX | 77532 | HARRIS | CN600124044 | RN100210301 | Stormwater control system. | NOD response not received | 2021-06-18 | 3033000 | 100
23772 | T1 | STEEL DYNAMICS SOUTHWEST LLC | SINTON MILL | Latitude = 28.05635, Longitude = -97.45005 | San Patricio County | TX | 78387 | SAN PATRICIO | CN605646041 | RN110750965 | Stormwater ponds 1, 2, 3, and 4 and stormwater collection vegetated ditches and culverts. | The following property is used 100% for pollution control and is installed to meet or exceed federal or state regulations: Stormwater ponds 1, 2, 3, and 4 and stormwater collection vegetated ditches and culverts. | 2021-06-29 | 8771450 | 100
23773 | T1 | LIBERTY OILFIELD SERVICES LLC | LIBERTY OILFIELD SERVICES | FROM INTX I 20 & HIGHWAY 18 GO APPROX 5.7 MI E ON I 20 EXIT 86 FOR PR 41 GO SE APPROX 2.0 MI ON PRIVATE ENRTY RD TO PLANT SITE | Ward County | TX | 79756 | WARD | CN605319888 | RN111205936 | The property is a water containment and disposal system, used solely to prevent contaminants from the sand mine and aggregate production facilities from entering the soil or water in an environmentally appropriate manner. The facility is specifically designed to protect employees, neighboring properties, and the general health for the area. In the mining process, sand is stockpiled until it can be processed. Because the sand still contains moisture when it is stockpiled, drain tiles beneath the piles channel water to a lined process pond. Reject material from the sand washing process is moved to holding ponds to allow the material to settle out of the water. Sludge from the settling ponds is accumulated and water is drained for a time before being added to the reclamation pile. The sludge from the process is also held in sump tanks. As the sand and rock moves through the mining and manufacturing processes, this system protects the soil and water with multiple pieces of interconnected equipment. The system includes Sand Stockpile Drainage, Pond Liners, Settling Pond, Pond Erosion Control, Sump Tanks, Pumps, and Piping. | Application withdrawn at the request of applicant | 2021-03-08 | 6243000 | 100
23774 | T1 | LIBERTY OILFIELD SERVICES LLC | LIBERTY OILFIELD SERVICES | FROM INTX I 20 & HIGHWAY 18 GO APPROX 5.7 MI E ON I 20 EXIT 86 FOR PR 41 GO SE APPROX 2.0 MI ON PRIVATE ENTRY RD TO PLANT SITE | Ward County | TX | 79756 | WARD | CN605319888 | RN111205944 | The property is a dust control system, used solely to prevent dust from the sand mine and aggregate production facilities from entering the air in an environmentally appropriate manner. The facility is specifically designed to protect employees, neighboring properties, and the general health for the area. As the sand and rock moves through the mining and manufacturing processes, this system protects the air with multiple pieces of interconnected equipment. The dust control system includes Bag Houses, Bagging Stations, Dust Collectors, Dust Transfer Screws, Chutes to the Silos, Bin Vents, and Hoppers. Baghouse dust collectors are large, making them ideal for use in high volume and high temperature dust collection applications. Baghouses rely on fabric bags to capture dust and other particles as they move through the system. Once the dust-laden air is filtered, clean air is expelled from the system. Baghouses can accommodate airflow volumes up to one million CFM or more. Bin vent dust collectors are generally used to vent air during loading operations for silos and other similarly sized containers. Bin vents rely on the natural upward movement of dust and debris during loading to filter dust particulate and prevent dust from escaping the container. The Pulse Jet Dust Collector includes a blower to facilitate the movement of the air through the system, a ductwork system to contain the dust-laden air, a filter to capture the dust, a filter cleaning system, a discharge mechanism for dust removal, a dust receptacle to store the dust, a dust removal system to dispose of the dust, and a control panel to automate the cleaning cycles. The Dust Suppression Hopper is used to protect the air and environment from dust being released, exposing workers to respirable crystalline silica. Included in the attachments are diagrams and information related to the items of equipment. The dust is gathered and disposed of in the reclamation process. The entire system is designed to protect the air from the dust created during the mining process. | Application withdrawn at the request of applicant | 2021-03-08 | 4500000 | 100
23775 | T1 | HRS OPERATING LLC | KERMIT 115 LOS WATER HANDLING AND DISPOSAL | Latitude = 32.002931, Longitude = -102.940233 | Winkler County | TX | 79745 | WINKLER | CN605557875 | RN110471919 | The property is a water containment and disposal system, used solely to prevent contaminants from the sand mine and aggregate production facilities from entering the soil or water in an environmentally appropriate manner. The facility is specifically designed to protect employees, neighboring properties, and the general health for the area. In the mining process, sand is stockpiled until it can be processed. Because the sand still contains moisture when it is stockpiled, drain tiles beneath the piles channel water to a lined process pond. Reject material from the sand washing process is moved to holding ponds to allow the material to settle out of the water. Sludge from the settling ponds is accumulated and water is drained for a time before being added to the reclamation pile. The sludge from the process is also held in sump tanks. As the sand and rock moves through the mining and manufacturing processes, this system protects the soil and water with multiple pieces of interconnected equipment. The system includes Sand Stockpile Drainage, Pond Liners, Settling Pond, Pond Erosion Control, Sump Tanks, Pumps, and Piping. | Application withdrawn at the request of applicant | 2021-03-08 | 6243000 | 100
23776 | T1 | HRS OPERATING LLC | KERMIT 115 LOS DUST CONTROL | FROM INTERSECTION OF HIGHWAY 115 AND HIGHWAY 18 IN KERMIT, TX TAKE HIGHWAY 115 APPROXIMATELY 13.7 MILES NORTHEAST OF KERMIT. FACILITY DRIVE WILL BE ON LEFT SIDE WEST OF HIGHWAY 115. | Winkler County | TX | 79745 | WINKLER | CN605557875 | RN110471919 | The property is a dust control system, used solely to prevent dust from the sand mine and aggregate production facilities from entering the air in an environmentally appropriate manner. The facility is specifically designed to protect employees, neighboring properties, and the general health for the area. As the sand and rock moves through the mining and manufacturing processes, this system protects the air with multiple pieces of interconnected equipment. The dust control system includes Bag Houses, Bagging Stations, Dust Collectors, Dust Transfer Screws, Chutes to the Silos, Bin Vents, and Hoppers. Baghouse dust collectors are large, making them ideal for use in high volume and high temperature dust collection applications. Baghouses rely on fabric bags to capture dust and other particles as they move through the system. Once the dust-laden air is filtered, clean air is expelled from the system. Baghouses can accommodate airflow volumes up to one million CFM or more. Bin vent dust collectors are generally used to vent air during loading operations for silos and other similarly sized containers. Bin vents rely on the natural upward movement of dust and debris during loading to filter dust particulate and prevent dust from escaping the container. The Pulse Jet Dust Collector includes a blower to facilitate the movement of the air through the system, a ductwork system to contain the dust-laden air, a filter to capture the dust, a filter cleaning system, a discharge mechanism for dust removal, a dust receptacle to store the dust, a dust removal system to dispose of the dust, and a control panel to automate the cleaning cycles. The Dust Suppression Hopper is used to protect the air and environment from dust being released, exposing workers to respirable crystalline silica. Included in the attachments are diagrams and information related to the items of equipment. The dust is gathered and disposed of in the reclamation process. The entire system is designed to protect the air from the dust created during the mining process. | Application withdrawn at the request of applicant | 2021-03-08 | 4500000 | 100
23777 | T1 | FLINT HILLS RESOURCES HOUSTON CHEMICAL LLC | FLINT HILLS RESOURCES HOUSTON CHEMICAL | 9822 LA PORTE FWY | HOUSTON | TX | 77017 | HARRIS | CN604650093 | RN102576063 | Demister 125F and drain pot 5050F. | The following property is used 100% for pollution control to meet or exceed federal or state regulations: Demister 125F and drain pot 5050F. | 2021-06-03 | 313444 | 100
23778 | T1 | FLINT HILLS RESOURCES HOUSTON CHEMICAL LLC | FLINT HILLS RESOURCES HOUSTON CHEMICAL | 9822 LA PORTE FWY | HOUSTON | TX | 77017 | HARRIS | CN604650093 | RN102576063 | Waste heat boiler emission control improvements consisting of relocated CO catalyst with new screens, the transition section from the reactor air header to the waste heat boiler, and ammonia system upgrades. | The following property is used 100% for pollution control to meet or exceed federal or state regulations: Waste heat boiler emission control improvements consisting of relocated CO catalyst with new screens, the transition section from the reactor air header to the waste heat boiler, and ammonia system upgrades. | 2021-06-03 | 9070165 | 100
23779 | T1 | FLINT HILLS RESOURCES CORPUS CHRISTI LLC | FLINT HILLS RESOURCES EAST REFINERY | 1607 NUECES BAY BLVD | CORPUS CHRISTI | TX | 78401 | NUECES | CN603741463 | RN102534138 | Facility Background Flint Hills Resources FHR Corpus Christi, LLC owns and operates the East Refinery in Corpus Christi, Nueces County, Texas the Facility. The East Refinery, located at 1607 Nueces Bay Boulevard, includes, but is not limited to, the following systems and or process units East Fluidized Catalytic Cracking Unit FCCU BTX Depentanizer Unit Isom Splitter Unit Hydrobon Unit and Sulfolane Heater. Pollution Control Facility Description Benzene Fence Line Monitor Installation The East Plants Benzene fence line Monitoring installation was installed in 2018 to monitor the concentration of benzene emissions at the fence line of the Facility to ensure emissions are concentrated within the Facility boundary. This monitoring installation was installed to meet new permit requirements at the East Refinery. Specifically, the addition will allow the Facility to maintain compliance with the U.S. EPAs Control of Toxic Air Emissions from Petroleum Refineries Sector Rule RIN 2060 AQ75, finalized as of December 1, 2015. The Facilitys new Benzene Fence Line Monitor installation assists in reducing and or eliminating benzene emissions required under Code of Federal Regulations CFR Title 40 63.658. Appraisal District Account Numbers I-0000644-0120, IF-0000644-0180, IF-0000644-0190, IF-0000644-0125, I-0000644-0210, IF-0000644-0220, I-0000644-0130, IF-0000644-0240 | Application withdrawn at the request of applicant | 2021-05-13 | 971788 | 100
23780 | T1 | FLINT HILLS RESOURCES CORPUS CHRISTI LLC | FHR CORPUS CHRISTI WEST PLANT | 2825 SUNTIDE RD | CORPUS CHRISTI | TX | 78409 | NUECES | CN603741463 | RN100235266 | Thermal Oxidizer | The following property is used 100% for pollution control to meet or exceed federal or state regulations: Thermal Oxidizer | 2021-06-03 | 593550 | 100
23781 | T1 | FLINT HILLS RESOURCES CORPUS CHRISTI LLC | FLINT HILLS RESOURCES EAST REFINERY | 1607 NUECES BAY BLVD | CORPUS CHRISTI | TX | 78401 | NUECES | CN603741463 | RN102534138 | Wastewater treatment plant FH-2021-01 with diffuser. | The following property is used 100% for pollution control to meet or exceed federal or state regulations: Wastewater treatment plant FH-2021-01 with diffuser. | 2021-06-16 | 1135361 | 100
23782 | T1 | NABORS LUX 2 | 0M7504 | Latitude = 31.91322, Longitude = -102.39742 | Ector County | TX | 79765 | ECTOR | CN604268243 | RN111213559 | Single ram blowout preventer, double ram blowout preventer, blowout prevention accumulator unit, choke manifold, and drilling mud degasser on drilling Rig M7504. | The following property is used 100% for pollution control to meet or exceed federal or state regulations: Single ram blowout preventer, double ram blowout preventer, blowout prevention accumulator unit, choke manifold, and drilling mud degasser on drilling Rig M7504. | 2021-06-16 | 975000 | 100
23783 | T1 | NABORS LUX 2 | M7505 | Latitude = 31.91322, Longitude = -102.39742 | Ector County | TX | 79765 | ECTOR | CN604268243 | RN111213559 | Single ram blowout preventer, double ram blowout preventer, blowout prevention accumulator unit, choke manifold, and drilling mud degasser on drilling Rig M7505. | The following property is used 100% for pollution control to meet or exceed federal or state regulations: Single ram blowout preventer, double ram blowout preventer, blowout prevention accumulator unit, choke manifold, and drilling mud degasser on drilling Rig M7505. | 2021-06-16 | 975000 | 100
23784 | T1 | NABORS LUX 2 | RIG 00889 | Latitude = 31.91322, Longitude = -102.39742 | Ector County | TX | 79765 | ECTOR | CN604268243 | RN111213559 | Single ram blowout preventer, double ram blowout preventer, blowout prevention accumulator unit, choke manifold, and drilling mud degasser on drilling Rig 00889. | The following property is used 100% for pollution control to meet or exceed federal or state regulations: Single ram blowout preventer, double ram blowout preventer, blowout prevention accumulator unit, choke manifold, and drilling mud degasser on drilling Rig 00889. | 2021-06-16 | 825000 | 100
23785 | T1 | NABORS LUX 2 | RIG 00896 | Latitude = 31.91322, Longitude = -102.39742 | Ector County | TX | 79765 | ECTOR | CN604268243 | RN111213559 | Single ram blowout preventer, double ram blowout preventer, blowout prevention accumulator unit, choke manifold, and drilling mud degasser on drilling Rig 00896. | The following property is used 100% for pollution control to meet or exceed federal or state regulations: Single ram blowout preventer, double ram blowout preventer, blowout prevention accumulator unit, choke manifold, and drilling mud degasser on drilling Rig 00896. | 2021-06-16 | 825000 | 100
23786 | T1 | NABORS LUX 2 | RIG 00B11 | 2500 OREGON ST | ODESSA | TX | 79764 | ECTOR | CN604268243 | RN111213559 | Single ram blowout preventer, double ram blowout preventer, blowout prevention accumulator unit, choke manifold, and drilling mud degasser on drilling Rig 00B11. | The following property is used 100% for pollution control to meet or exceed federal or state regulations: Single ram blowout preventer, double ram blowout preventer, blowout prevention accumulator unit, choke manifold, and drilling mud degasser on drilling Rig 00B11. | 2021-06-16 | 750000 | 100
23787 | T1 | NABORS LUX 2 | 00X12 | 2500 OREGON ST | ODESSA | TX | 79764 | ECTOR | CN604268243 | RN111213559 | Single ram blowout preventer, double ram blowout preventer, blowout prevention accumulator unit, choke manifold, and drilling mud degasser on drilling Rig 00X12. | The following property is used 100% for pollution control to meet or exceed federal or state regulations: Single ram blowout preventer, double ram blowout preventer, blowout prevention accumulator unit, choke manifold, and drilling mud degasser on drilling Rig 00X12. | 2021-06-16 | 750000 | 100
23788 | T1 | NABORS LUX 2 | RIG 00X30 | 2500 OREGON ST | ODESSA | TX | 79764 | ECTOR | CN604268243 | RN111213559 | Single ram blowout preventer, double ram blowout preventer, blowout prevention accumulator unit, choke manifold, and drilling mud degasser on drilling Rig 00X30. | The following property is used 100% for pollution control to meet or exceed federal or state regulations: Single ram blowout preventer, double ram blowout preventer, blowout prevention accumulator unit, choke manifold, and drilling mud degasser on drilling Rig 00X30. | 2021-06-22 | 750000 | 100
23789 | T1 | NABORS LUX 2 | RIG 00X47 | 2500 OREGON ST | ODESSA | TX | 79764 | ECTOR | CN604268243 | RN111213559 | Single ram blowout preventer, double ram blowout preventer, blowout prevention accumulator unit, choke manifold, and drilling mud degasser on drilling Rig 00X47. | The following property is used 100% for pollution control to meet or exceed federal or state regulations: Single ram blowout preventer, double ram blowout preventer, blowout prevention accumulator unit, choke manifold, and drilling mud degasser on drilling Rig 00X47. | 2021-06-16 | 750000 | 100
23790 | T1 | NABORS LUX 2 | RIG M7506 | 2500 OREGON ST | ODESSA | TX | 79764 | ECTOR | CN604268243 | RN111213559 | Single ram blowout preventer, double ram blowout preventer, blowout prevention accumulator unit, choke manifold, and drilling mud degasser on drilling Rig M7506. | The following property is used 100% for pollution control to meet or exceed federal or state regulations: Single ram blowout preventer, double ram blowout preventer, blowout prevention accumulator unit, choke manifold, and drilling mud degasser on drilling Rig M7506. | 2021-06-17 | 975000 | 100
23791 | T1 | NABORS LUX 2 | RIG 00887 | Latitude = 31.834745, Longitude = -102.533169 | Ector County | TX | 79763 | ECTOR | CN604268243 | RN111213559 | Single ram blowout preventer, double ram blowout preventer, blowout prevention accumulator unit, choke manifold, and drilling mud degasser on drilling Rig 00887. | The following property is used 100% for pollution control to meet or exceed federal or state regulations: Single ram blowout preventer, double ram blowout preventer, blowout prevention accumulator unit, choke manifold, and drilling mud degasser on drilling Rig 00887. | 2021-06-17 | 750000 | 100
23792 | T1 | NABORS LUX 2 | RIG 00892 | Latitude = 31.834745, Longitude = -102.533169 | Ector County | TX | 79763 | ECTOR | CN604268243 | RN111213559 | Single ram blowout preventer, double ram blowout preventer, blowout prevention accumulator unit, choke manifold, and drilling mud degasser on drilling Rig 00892. | The following property is used 100% for pollution control to meet or exceed federal or state regulations: Single ram blowout preventer, double ram blowout preventer, blowout prevention accumulator unit, choke manifold, and drilling mud degasser on drilling Rig 00892. | 2021-06-17 | 750000 | 100
23793 | T1 | NABORS LUX 2 | RIG 00893 | Latitude = 31.834745, Longitude = -102.533169 | Ector County | TX | 79763 | ECTOR | CN604268243 | RN111213559 | Single ram blowout preventer, double ram blowout preventer, blowout prevention accumulator unit, choke manifold, and drilling mud degasser on drilling Rig 00893. | The following property is used 100% for pollution control to meet or exceed federal or state regulations: Single ram blowout preventer, double ram blowout preventer, blowout prevention accumulator unit, choke manifold, and drilling mud degasser on drilling Rig 00893. | 2021-06-17 | 750000 | 100
23794 | T1 | NABORS LUX 2 | RIG 00895 | Latitude = 31.834745, Longitude = -102.533169 | Ector County | TX | 79763 | ECTOR | CN604268243 | RN111213559 | Single ram blowout preventer, double ram blowout preventer, blowout prevention accumulator unit, choke manifold, and drilling mud degasser on drilling Rig 00895. | The following property is used 100% for pollution control to meet or exceed federal or state regulations: Single ram blowout preventer, double ram blowout preventer, blowout prevention accumulator unit, choke manifold, and drilling mud degasser on drilling Rig 00895. | 2021-06-17 | 750000 | 100
23795 | T1 | NABORS LUX 2 | RIG 0048 | Latitude = 31.834745, Longitude = -102.533169 | Ector County | TX | 79763 | ECTOR | CN604268243 | RN111213559 | Single ram blowout preventer, double ram blowout preventer, blowout prevention accumulator unit, choke manifold, and drilling mud degasser on drilling Rig 00X48. | The following property is used 100% for pollution control to meet or exceed federal or state regulations: Single ram blowout preventer, double ram blowout preventer, blowout prevention accumulator unit, choke manifold, and drilling mud degasser on drilling Rig 00X48. | 2021-06-17 | 750000 | 100
23796 | T1 | NABORS LUX 2 | RIG 00X52 | Latitude = 31.834745, Longitude = -102.533169 | Ector County | TX | 79763 | ECTOR | CN604268243 | RN111213559 | Single ram blowout preventer, double ram blowout preventer, blowout prevention accumulator unit, choke manifold, and drilling mud degasser on drilling Rig 00X52. | The following property is used 100% for pollution control to meet or exceed federal or state regulations: Single ram blowout preventer, double ram blowout preventer, blowout prevention accumulator unit, choke manifold, and drilling mud degasser on drilling Rig 00X52. | 2021-06-17 | 750000 | 100
23797 | T1 | NABORS LUX 2 | RIG 01206 | Latitude = 31.912691, Longitude = -103.662737 | Loving County | TX | 79754 | LOVING | CN604268243 | RN111213559 | Single ram blowout preventer, double ram blowout preventer, blowout prevention accumulator unit, choke manifold, and drilling mud degasser on drilling Rig 01026. | The following property is used 100% for pollution control to meet or exceed federal or state regulations: Single ram blowout preventer, double ram blowout preventer, blowout prevention accumulator unit, choke manifold, and drilling mud degasser on drilling Rig 01026. | 2021-06-17 | 17000 | 100
23798 | T1 | NABORS LUX 2 | RIG 00X05 | Latitude = 31.483239, Longitude = -103.452243 | Loving County | TX | 79754 | LOVING | CN604268243 | RN111213559 | Single ram blowout preventer, double ram blowout preventer, blowout prevention accumulator unit, choke manifold, and drilling mud degasser on drilling Rig 00X05. | The following property is used 100% for pollution control to meet or exceed federal or state regulations: Single ram blowout preventer, double ram blowout preventer, blowout prevention accumulator unit, choke manifold, and drilling mud degasser on drilling Rig 00X05. | 2021-06-17 | 750000 | 100
23799 | T1 | NABORS LUX 2 | RIG 00X31 | Latitude = 31.530537, Longitude = -103.331081 | Loving County | TX | 79754 | LOVING | CN604268243 | RN111213559 | Single ram blowout preventer, double ram blowout preventer, blowout prevention accumulator unit, choke manifold, and drilling mud degasser on drilling Rig 00X31. | The following property is used 100% for pollution control to meet or exceed federal or state regulations: Single ram blowout preventer, double ram blowout preventer, blowout prevention accumulator unit, choke manifold, and drilling mud degasser on drilling Rig 00X31. | 2021-06-17 | 750000 | 100
23800 | T1 | EXXONMOBIL OIL CORPORATION | EXXONMOBIL BEAUMONT REFINERY | 1795 BURT ST | BEAUMONT | TX | 77701 | JEFFERSON | CN600920748 | RN102450756 | Seals on each drain and covers and seals on each junction box in the SCANfiner wastewater sewer. | The following property is used 100% for pollution control and is installed to meet or exceed federal or state regulations: Seals on each drain and covers and seals on each junction box in the SCANfiner wastewater sewer. | 2021-05-19 | 1750000 | 100
23801 | T1 | EXXONMOBIL OIL CORPORATION | EXXONMOBIL BEAUMONT REFINERY | 1795 BURT ST | BEAUMONT | TX | 77701 | JEFFERSON | CN600920748 | RN102450756 | Knockout drum for the SCANfiner Selective Catalytic Naphtha Hydrofiner flare. | The following property is used 100% for pollution control and is installed to meet or exceed federal or state regulations: Knockout drum for the SCANfiner Selective Catalytic Naphtha Hydrofiner flare. | 2021-06-29 | 4301800 | 100
23802 | T1 | EXXONMOBIL OIL CORPORATION | EXXONMOBIL BEAUMONT REFINERY | 1795 BURT ST | BEAUMONT | TX | 77701 | JEFFERSON | CN600920748 | RN102450756 | The incremental cost difference for low-NOx burners versus similar burners without NOx controls and continuous emissions monitor system analyzers and stack test ports/platforms on SCANfiner heaters. | The following property is used 100% for pollution control and is installed to meet or exceed federal or state regulations: The incremental cost difference for low-NOx burners versus similar burners without NOx controls and continuous emissions monitor system analyzers and stack test ports/platforms on SCANfiner heaters. | 2021-05-19 | 3900000 | 100
23803 | T1 | EXXONMOBIL OIL CORPORATION | EXXONMOBIL OIL BEAUMONT CHEMICAL PLANT | 2775 GULF STATES RD | BEAUMONT | TX | 77701 | JEFFERSON | CN600920748 | RN100542844 | ExxonMobil Chemical Company ExxonMobil owns and operates a chemical plant in Beaumont, Jefferson County, Texas known as the Beaumont Chemical Plant BMCP. BMCP is comprised of 3 main units the Olefins unit, which manufactures Ethylene, Propylene and 1,3 Butadiene the Aromatics unit, which manufactures Paraxylene, Benzene and Aromatics Concentrate and the Catalyst & Synthetics C&S unit, which manufactures Zeolite Crystal, Zeolite Catalyst and Poly Alpha Olefins. BMCP is a well controlled site with facilities that includes steam cracking, distillation, feed treating, contaminant removal beds, front end wastewater treatment, gas phase reactors, mixed phase reactors, batch crystallization, continuous crystallization, polymerization, dechlorination, filtration, mulling, extrusion, blending, storage and shipping. BMCP also contains 4 total elevated flares 2 in the Olefins unit, 1 in the Aromatics Unit, and 1 in the C&S unit. In early 2020, the site expanded by adding a Flare Gas Recovery System FGRS which significantly reduced flare emissions at the Olefins unit. An FGRS is a system of one or more compressors, piping, and associated water seal, rupture disk, or other equipment used to divert gas from a Flare and direct the gas to a fuel gas system, to a combustion device other than the Flare, or to a product, coproduct, byproduct, or raw material recovery system. The FGRS is equipped with 2 seal drums, 2 liquid/gas ejectors, 2 motive water pumps, a gas/water separation drum and a coalescer, a system which is used to compress up to 3.2 MSCFD of Olefins unit waste gas into the Beaumont Refinery BMRF fuel gas system. The FGRS allows both Olefins flares to remain fully sealed zero waste gas flare emissions during normal operation of the Olefins unit. Despite being tied into the Olefins flare system, the FGRS owned and operated by the Aromatics unit. | NOD response not received | 2021-07-01 | 139000000 | 100
23804 | T1 | NABORS LUX 2 | RIG 00894 | Latitude = 31.534758, Longitude = -104.015469 | Reeves County | TX | 79770 | REEVES | CN604268243 | RN111213559 | Single ram blowout preventer, double ram blowout preventer, blowout prevention accumulator unit, choke manifold, and drilling mud degasser on drilling Rig 00894. | The following property is used 100% for pollution control to meet or exceed federal or state regulations: Single ram blowout preventer, double ram blowout preventer, blowout prevention accumulator unit, choke manifold, and drilling mud degasser on drilling Rig 00894. | 2021-06-17 | 750000 | 100
23805 | T1 | NABORS LUX 2 | RIG 01204 | Latitude = 28.812214, Longitude = -98.065987 | Karnes County | TX | 78008 | KARNES | CN604268243 | RN111213559 | Single ram blowout preventer, double ram blowout preventer, blowout prevention accumulator unit, choke manifold, and drilling mud degasser on drilling Rig 01204. | The following property is used 100% for pollution control to meet or exceed federal or state regulations: Single ram blowout preventer, double ram blowout preventer, blowout prevention accumulator unit, choke manifold, and drilling mud degasser on drilling Rig 01204. | 2021-06-17 | 1700000 | 100
23806 | T1 | VOPAK MODA HOUSTON LLC | VOPAK TERMINAL DEER PARK SOUTH | 6103 STATE HIGHWAY 225 | DEER PARK | TX | 77536 | HARRIS | CN604309617 | RN106449788 | Rail Terminal butadiene flare and collection piping. | The following property is used 100% for pollution control and is installed to meet or exceed federal or state regulations: Rail Terminal butadiene flare and collection piping. | 2021-06-02 | 435000 | 100
23807 | T1 | NABORS LUX 2 | RIG 01207 | Latitude = 29.31435, Longitude = -97.452962 | Gonzales County | TX | 78629 | GONZALES | CN604268243 | RN111213559 | Single ram blowout preventer, double ram blowout preventer, blowout prevention accumulator unit, choke manifold, and drilling mud degasser on drilling Rig 01207. | The following property is used 100% for pollution control to meet or exceed federal or state regulations: Single ram blowout preventer, double ram blowout preventer, blowout prevention accumulator unit, choke manifold, and drilling mud degasser on drilling Rig 01207. | 2021-06-17 | 1700000 | 100
23808 | T1 | NABORS LUX 2 | RIG 01209 | Latitude = 31.598555, Longitude = -103.826354 | Karnes County | TX | 79770 | KARNES | CN604268243 | RN111213559 | Single ram blowout preventer, double ram blowout preventer, blowout prevention accumulator unit, choke manifold, and drilling mud degasser on drilling Rig 01209. | The following property is used 100% for pollution control to meet or exceed federal or state regulations: Single ram blowout preventer, double ram blowout preventer, blowout prevention accumulator unit, choke manifold, and drilling mud degasser on drilling Rig 01209. | 2021-06-17 | 1700000 | 100
23809 | T1 | FLINT HILLS RESOURCES CORPUS CHRISTI LLC | FHR CORPUS CHRISTI WEST PLANT | 2825 SUNTIDE RD | CORPUS CHRISTI | TX | 78409 | NUECES | CN603741463 | RN100235266 | Wastewater treatment plant FH-2021-04 improvements consisting of cloth filters, oil water separator systems, separator effluent tanks, mixed oily solids sludge tanks, and replacement pumps, piping, instrumentation, and electrical infrastructure. | The following property is used 100% for pollution control to meet or exceed federal or state regulations: Wastewater treatment plant FH-2021-04 improvements consisting of cloth filters, oil water separator systems, separator effluent tanks, mixed oily solids sludge tanks, and replacement pumps, piping, instrumentation, and electrical infrastructure. | 2021-06-16 | 19918295 | 100
23810 | T1 | BUCKEYE TEXAS PROCESSING LLC | EF90 CORPUS CHRISTI FACILITY | 7209 UP RIVER RD | CORPUS CHRISTI | TX | 78409 | NUECES | CN604275107 | RN106620438 | Internal floating roof on Tank 1005. | The following property is used 100% for pollution control to meet or exceed federal or state regulations: Internal floating roof on Tank 1005. | 2021-07-06 | 500000 | 100
23811 | T1 | BUCKEYE TEXAS PROCESSING LLC | BUCKEYE TEXAS PROCESSING | 7209 UP RIVER RD | CORPUS CHRISTI | TX | 78409 | NUECES | CN604275107 | RN106620438 | OSBL Flare consisting of header piping, burners, flare stack, gas pilots, and ignitor. | The following property is used 100% for pollution control to meet or exceed federal or state regulations: OSBL Flare consisting of header piping, burners, flare stack, gas pilots, and ignitor. | 2021-07-08 | 4929204 | 100
23812 | T1 | NABORS LUX 2 | RIG 00X16 | Latitude = 31.172153, Longitude = -103.411079 | Reeves County | TX | 79772 | REEVES | CN604268243 | RN111213559 | Single ram blowout preventer, double ram blowout preventer, blowout prevention accumulator unit, choke manifold, and drilling mud degasser on drilling Rig 00X16. | Single ram blowout preventer, double ram blowout preventer, blowout prevention accumulator unit, choke manifold, and drilling mud degasser on drilling Rig 00X16. | 2021-06-17 | 750000 | 100
23813 | T1 | JEFFERSON RAILPORT TERMINAL I TEXAS LLC | JEFFERSON RAILPORT TERMINAL | 94 OLD HIGHWAY 90 | VIDOR | TX | 77662 | ORANGE | CN604653774 | RN106402894 | OC1 Vapor Control System consisting of marine loading and railcar vapor combustion units MVCU-1, MVCU-2, MVCU-3, MVCU-4, MVCU-5, & RAILVCU. | The following property is used 100% for pollution control to meet or exceed federal or state regulations: OC1 Vapor Control System consisting of marine loading and railcar vapor combustion units MVCU-1, MVCU-2, MVCU-3, MVCU-4, MVCU-5, & RAILVCU. | 2021-07-28 | 2350000 | 100
23814 | T1 | BUC-EES LTD | BUC-EES 48 | 1402 S INTERSTATE 45 | ENNIS | TX | 75119 | ELLIS | CN600777452 | RN110720612 | Above underground pipes and tanks. Required concrete paving located above underground pipes and tanks. The use determination value is limited to the difference between the cost per square foot of the concrete paving and the cost per square foot of the other paving installed at the service station. This item only applies to service stations | NOD response not received | 2021-08-10 | 38418 | 100
23815 | T1 | BUC-EES LTD | BUC-EES 40 - KATY | 27700 KATY FWY | KATY | TX | 77494 | FORT BEND | CN600777452 | RN109243840 | Above underground pipes and tanks.Required concrete paving located above underground pipes and tanks. The use determination value is limited to the difference between the cost per square foot of the concrete paving and the cost per square foot of the other paving installed at the service station. This item only applies to service stations. | NOD response not received | 2021-08-10 | 51224 | 100
23816 | T1 | BUC-EES LTD | BUC-EES 39 DENTON | 2800 S INTERSTATE 35 E | DENTON | TX | 76210 | DENTON | CN600777452 | RN109416958 | Above underground pipes and tanks.Required concrete paving located above underground pipes and tanks. The use determination value is limited to the difference between the cost per square foot of the concrete paving and the cost per square foot of the other paving installed at the service station. This item only applies to service stations | NOD response not received | 2021-08-10 | 44821 | 100
23817 | T1 | BUC-EES LTD | BUC-EES 38 | Latitude = 32.979535, Longitude = -96.295592 | Hunt County | TX | 75189 | HUNT | CN600777452 | RN109886655 | Above underground pipes and tanks.Required concrete paving located above underground pipes and tanks. The use determination value is limited to the difference between the cost per square foot of the concrete paving and the cost per square foot of the other paving installed at the service station. This item only applies to service stations. | NOD response not received | 2021-08-10 | 38418 | 100
23818 | T1 | BUC-EES LTD | BUCEES 37 | 15901 NORTH FWY | FORT WORTH | TX | 76177 | DENTON | CN600777452 | RN108376799 | Above underground pipes and tanks.Required concrete paving located above underground pipes and tanks. The use determination value is limited to the difference between the cost per square foot of the concrete paving and the cost per square foot of the other paving installed at the service station. This item only applies to service stations. | NOD response not received | 2021-08-10 | 38418 | 100
23819 | T1 | BUC-EES LTD | BUC-EES 36 | 506 W INTERSTATE 20 | TERRELL | TX | 75160 | KAUFMAN | CN600777452 | RN107129157 | Above underground pipes and tanks.Required concrete paving located above underground pipes and tanks. The use determination value is limited to the difference between the cost per square foot of the concrete paving and the cost per square foot of the other paving installed at the service station. This item only applies to service stations. | NOD response not received | 2021-08-10 | 38418 | 100
23820 | T1 | BUC-EES LTD | BUC EES 32 | 27106 HIGHWAY 290 | CYPRESS | TX | 77433 | HARRIS | CN600777452 | RN105822183 | Above underground pipes and tanks.Required concrete paving located above underground pipes and tanks. The use determination value is limited to the difference between the cost per square foot of the concrete paving and the cost per square foot of the other paving installed at the service station. This item only applies to service stations.. | NOD response not received | 2021-08-10 | 12806 | 100
23821 | T1 | BUC-EES LTD | BUC EES 31 | 1243 CRABB RIVER RD | RICHMOND | TX | 77469 | FORT BEND | CN600777452 | RN105661458 | Above underground pipes and tanks.Required concrete paving located above underground pipes and tanks. The use determination value is limited to the difference between the cost per square foot of the concrete paving and the cost per square foot of the other paving installed at the service station. This item only applies to service stations.. | NOD response not received | 2021-08-10 | 12806 | 100
23822 | T1 | BUC-EES LTD | BUC EES 29 | 598 HIGHWAY 332 | LAKE JACKSON | TX | 77566 | BRAZORIA | CN600777452 | RN104927322 | Above underground pipes and tanks.Required concrete paving located above underground pipes and tanks. The use determination value is limited to the difference between the cost per square foot of the concrete paving and the cost per square foot of the other paving installed at the service station. This item only applies to service stations | NOD response not received | 2021-08-10 | 12806 | 100
23823 | T1 | BUC-EES LTD | BUCEES 28 | Latitude = 30.1052, Longitude = -97.3088 | Bastrop County | TX | 78602 | BASTROP | CN600777452 | RN106394158 | Above underground pipes and tanks. Required concrete paving located above underground pipes and tanks. The use determination value is limited to the difference between the cost per square foot of the concrete paving and the cost per square foot of the other paving installed at the service station. This item only applies to service stations.. | NOD response not received | 2021-08-10 | 38418 | 100
23824 | T1 | BUC-EES LTD | BUC EES 25 | 2304 W MULBERRY ST | ANGLETON | TX | 77515 | BRAZORIA | CN600777452 | RN104378120 | Above underground pipes and tanks.Required concrete paving located above underground pipes and tanks. The use determination value is limited to the difference between the cost per square foot of the concrete paving and the cost per square foot of the other paving installed at the service station. This item only applies to service stations | NOD response not received | 2021-08-10 | 32015 | 100
23825 | T1 | BUC-EES LTD | BUC EES 24 | 505 E MAIN ST | EAGLE LAKE | TX | 77434 | COLORADO | CN600777452 | RN103020046 | Above underground pipes and tanks.Required concrete paving located above underground pipes and tanks. The use determination value is limited to the difference between the cost per square foot of the concrete paving and the cost per square foot of the other paving installed at the service station. This item only applies to service stations.. | NOD response not received | 2021-08-10 | 12806 | 100
23826 | T1 | BUC-EES LTD | BUC EES 23 | 1702 E LEAGUE CITY PKWY | LEAGUE CITY | TX | 77573 | GALVESTON | CN600777452 | RN105073829 | Above underground pipes and tanks.Required concrete paving located above underground pipes and tanks. The use determination value is limited to the difference between the cost per square foot of the concrete paving and the cost per square foot of the other paving installed at the service station. This item only applies to service stations | NOD response not received | 2021-08-10 | 12806 | 100
23827 | T1 | BUC-EES LTD | BUC EES 21 | 931 LOOP 274 | ANGLETON | TX | 77515 | BRAZORIA | CN600777452 | RN103020103 | Above underground pipes and tanks. Required concrete paving located above underground pipes and tanks. The use determination value is limited to the difference between the cost per square foot of the concrete paving and the cost per square foot of the other paving installed at the service station. This item only applies to service stations | NOD response not received | 2021-08-10 | 12806 | 100
23828 | T1 | BUC-EES LTD | BUC EES 20 | 11151 SHADOW CREEK PKWY | PEARLAND | TX | 77584 | BRAZORIA | CN600777452 | RN105156236 | Above underground pipes and tanks.Required concrete paving located above underground pipes and tanks. The use determination value is limited to the difference between the cost per square foot of the concrete paving and the cost per square foot of the other paving installed at the service station. This item only applies to service stations.. | NOD response not received | 2021-08-10 | 12806 | 100
23829 | T1 | BUC-EES LTD | BUC EES 19 | 2541 S MAIN ST | PEARLAND | TX | 77581 | BRAZORIA | CN600777452 | RN102059755 | Above underground pipes and tanks. Required concrete paving located above underground pipes and tanks. The use determination value is limited to the difference between the cost per square foot of the concrete paving and the cost per square foot of the other paving installed at the service station. This item only applies to service stations | NOD response not received | 2021-08-10 | 12806 | 100
23830 | T1 | BUC-EES LTD | BUC-EE S 18 | Latitude = 30.0711, Longitude = -95.9305 | Waller County | TX | 77484 | WALLER | CN600777452 | RN106526031 | Above underground pipes and tanks.Required concrete paving located above underground pipes and tanks. The use determination value is limited to the difference between the cost per square foot of the concrete paving and the cost per square foot of the other paving installed at the service station. This item only applies to service stations. | NOD response not received | 2021-08-10 | 38418 | 100
23831 | T1 | BUC-EES LTD | BUC EES 17 | 10070 W INTERSTATE 10 | LULING | TX | 78648 | CALDWELL | CN600777452 | RN103047965 | Above underground pipes and tanks.Required concrete paving located above underground pipes and tanks. The use determination value is limited to the difference between the cost per square foot of the concrete paving and the cost per square foot of the other paving installed at the service station. This item only applies to service stations.. | NOD response not received | 2021-08-10 | 25612 | 100
23832 | T1 | BUC-EES LTD | BUC EES 16 | 2375 E AUSTIN ST | GIDDINGS | TX | 78942 | LEE | CN600777452 | RN102381985 | Above underground pipes and tanks.Required concrete paving located above underground pipes and tanks. The use determination value is limited to the difference between the cost per square foot of the concrete paving and the cost per square foot of the other paving installed at the service station. This item only applies to service stations.. | NOD response not received | 2021-08-10 | 12806 | 100
23833 | T1 | BUC-EES LTD | BUC-EES 14 | 780 HIGHWAY 35 BYP N | ALVIN | TX | 77511 | BRAZORIA | CN600777452 | RN102494184 | Above underground pipes and tanks.Required concrete paving located above underground pipes and tanks. The use determination value is limited to the difference between the cost per square foot of the concrete paving and the cost per square foot of the other paving installed at the service station. This item only applies to service stations | NOD response not received | 2021-08-10 | 12806 | 100
23834 | T1 | BUC-EES LTD | BUC EES 13 | 2299 E MULBERRY ST | ANGLETON | TX | 77515 | BRAZORIA | CN600777452 | RN102823226 | Above underground pipes and tanks.Required concrete paving located above underground pipes and tanks. The use determination value is limited to the difference between the cost per square foot of the concrete paving and the cost per square foot of the other paving installed at the service station. This item only applies to service stations | NOD response not received | 2021-08-10 | 12806 | 100
23835 | T1 | BUC-EES LTD | BUC-EES 12 | 2318 W MAIN ST | PORT LAVACA | TX | 77979 | CALHOUN | CN600777452 | RN102822368 | Above underground pipes and tanks.Required concrete paving located above underground pipes and tanks. The use determination value is limited to the difference between the cost per square foot of the concrete paving and the cost per square foot of the other paving installed at the service station. This item only applies to service stations.. | NOD response not received | 2021-08-10 | 12806 | 100
23836 | T1 | BUC-EES LTD | BUC EES 3 | 801 N BROOKS ST | BRAZORIA | TX | 77422 | BRAZORIA | CN600777452 | RN102042876 | Above underground pipes and tanks.Required concrete paving located above underground pipes and tanks. The use determination value is limited to the difference between the cost per square foot of the concrete paving and the cost per square foot of the other paving installed at the service station. This item only applies to service stations. | NOD response not received | 2021-08-10 | 19209 | 100
23837 | T1 | BUC-EES LTD | BUC EES 1 | 899 OYSTER CREEK DR | LAKE JACKSON | TX | 77566 | BRAZORIA | CN600777452 | RN102038601 | Required concrete paving located above underground pipes and tanks. The use determination value is limited to the difference between the cost per square foot of the concrete paving and the cost per square foot of the other paving installed at the service station. This item only applies to service stations. | NOD response not received | 2021-08-10 | 12806 | 100
23838 | T1 | VOPAK MODA HOUSTON LLC | VOPAK TERMINAL DEER PARK SOUTH | 6103 STATE HIGHWAY 225 | DEER PARK | TX | 77536 | HARRIS | CN604309617 | RN106449788 | Secondary outer walls on two 125,000 bbl refrigerated double-walled ammonia storage tanks. | The following property is used 100% for pollution control and is installed to meet or exceed federal or state regulations: Secondary outer walls on two 125,000 bbl refrigerated double-walled ammonia storage tanks. | 2021-06-02 | 14200000 | 100
23839 | T1 | VOPAK MODA HOUSTON LLC | VOPAK TERMINAL DEER PARK SOUTH | 6103 STATE HIGHWAY 225 | DEER PARK | TX | 77536 | HARRIS | CN604309617 | RN106449788 | Ammonia vapor collection and control consisting of piping from the ammonia tank pressure relief valves and loading arm to the smokeless flare, including the flare. | The following property is used 100% for pollution control and is installed to meet or exceed federal or state regulations: Ammonia vapor collection and control consisting of piping from the ammonia tank pressure relief valves and loading arm to the smokeless flare, including the flare. | 2021-06-02 | 2000000 | 100
23840 | T1 | VOPAK MODA HOUSTON LLC | VOPAK TERMINAL DEER PARK SOUTH | 6103 STATE HIGHWAY 225 | DEER PARK | TX | 77536 | HARRIS | CN604309617 | RN106449788 | Culverts, outfall gate, vegetated drainage canals, ditches, grading and piping to collect stormwater in around the new bullet storage tanks, drum storage area, maintenance building and admin building and route it to the detention pond where any possible pollutants in the stormwater is allowed to settle out before being discharged from the Outfall 001/MS4 connection to the Rohm and Haas Road drainage ditch. The detention ponds are not part of this application. | Application withdrawn at the request of applicant | 2021-07-15 | 1060000 | 100
23841 | T1 | BAYPORT POLYMERS LLC | BAYPORT POLYMERS | 7600 32ND ST | PORT ARTHUR | TX | 77642 | JEFFERSON | CN605458397 | RN109845768 | Continuous emission monitoring systems 11-AT-x12, 11-AT-x11, 38-AT-010, 46-AT-002, 46-FT-002, 46-AT-012, and 46-FT-012 and analyzer shelters 1,2,5, and 7. | The following property is used 100% for pollution control to meet or exceed federal or state regulations: Continuous emission monitoring systems 11-AT-x12, 11-AT-x11, 38-AT-010, 46-AT-002, 46-FT-002, 46-AT-012, and 46-FT-012 and analyzer shelters 1,2,5, and 7. | 2021-07-02 | 3965892 | 100
23842 | T1 | NABORS LUX 2 | RIG 00X17 | Latitude = 32.15597, Longitude = -94.052218 | Panola County | TX | 75639 | PANOLA | CN604268243 | RN111213559 | Single ram blowout preventer, double ram blowout preventer, blowout prevention accumulator unit, choke manifold, and drilling mud degasser on drilling Rig 00X17. | The following property is used 100% for pollution control to meet or exceed federal or state regulations: Single ram blowout preventer, double ram blowout preventer, blowout prevention accumulator unit, choke manifold, and drilling mud degasser on drilling Rig 00X17. | 2021-06-17 | 750000 | 100
23843 | T1 | NABORS LUX 2 | RIG 00X39 | Latitude = 28.541685, Longitude = -98.011036 | Karnes County | TX | 78118 | KARNES | CN604268243 | RN111213559 | Single ram blowout preventer, double ram blowout preventer, blowout prevention accumulator unit, choke manifold, and drilling mud degasser on drilling Rig 00X39. | The following property is used 100% for pollution control to meet or exceed federal or state regulations: Single ram blowout preventer, double ram blowout preventer, blowout prevention accumulator unit, choke manifold, and drilling mud degasser on drilling Rig 00X39. | 2021-06-17 | 750000 | 100
23844 | T1 | NABORS LUX 2 | RIG 00X51 | Latitude = 28.26872, Longitude = -99.8446 | La Salle County | TX | 78014 | LA SALLE | CN604268243 | RN111213559 | Single ram blowout preventer, double ram blowout preventer, blowout prevention accumulator unit, choke manifold, and drilling mud degasser on drilling Rig 00X39. | The following property is used 100% for pollution control to meet or exceed federal or state regulations: Single ram blowout preventer, double ram blowout preventer, blowout prevention accumulator unit, choke manifold, and drilling mud degasser on drilling Rig 00X39. | 2021-06-17 | 750000 | 100
23845 | T1 | NABORS LUX 2 | RIG M7502 | Latitude = 31.38927, Longitude = -103.316691 | Reeves County | TX | 79772 | REEVES | CN604268243 | RN111213559 | Single ram blowout preventer, double ram blowout preventer, blowout prevention accumulator unit, choke manifold, and drilling mud degasser on drilling Rig M7502. | The following property is used 100% for pollution control to meet or exceed federal or state regulations: Single ram blowout preventer, double ram blowout preventer, blowout prevention accumulator unit, choke manifold, and drilling mud degasser on drilling Rig M7502. | 2021-06-17 | 975000 | 100
23846 | T1 | NABORS LUX 2 | RIG 00X06 | Latitude = 32.254596, Longitude = -94.051704 | Panola County | TX | 75692 | PANOLA | CN604268243 | RN111213559 | Single ram blowout preventer, double ram blowout preventer, blowout prevention accumulator unit, choke manifold, and drilling mud degasser on drilling Rig 00X06. | The following property is used 100% for pollution control to meet or exceed federal or state regulations: Single ram blowout preventer, double ram blowout preventer, blowout prevention accumulator unit, choke manifold, and drilling mud degasser on drilling Rig 00X06. | 2021-06-17 | 750000 | 100
23847 | T1 | NABORS LUX 2 | RIG 00X35 | Latitude = 32.272529, Longitude = -94.131898 | Panola County | TX | 75633 | PANOLA | CN604268243 | RN106607823 | Single ram blowout preventer, double ram blowout preventer, blowout prevention accumulator unit, choke manifold, and drilling mud degasser on drilling Rig 00X35. | The following property is used 100% for pollution control to meet or exceed federal or state regulations: Single ram blowout preventer, double ram blowout preventer, blowout prevention accumulator unit, choke manifold, and drilling mud degasser on drilling Rig 00X35. | 2021-06-17 | 750000 | 100
23848 | T1 | NABORS LUX 2 | RIG 01203 | 3840 E HIGHWAY 44 | ALICE | TX | 78332 | JIM WELLS | CN604268243 | RN111213559 | Single ram blowout preventer, double ram blowout preventer, blowout prevention accumulator unit, choke manifold, and drilling mud degasser on drilling Rig 01203. | The following property is used 100% for pollution control to meet or exceed federal or state regulations: Single ram blowout preventer, double ram blowout preventer, blowout prevention accumulator unit, choke manifold, and drilling mud degasser on drilling Rig 01203. | 2021-06-29 | 1250000 | 100
23849 | T1 | NABORS LUX 2 | RIG 01205 | 3840 E HIGHWAY 44 | ALICE | TX | 78332 | JIM WELLS | CN604268243 | RN111213559 | Single ram blowout preventer, double ram blowout preventer, blowout prevention accumulator unit, choke manifold, and drilling mud degasser on drilling Rig 01203. | The following property is used 100% for pollution control to meet or exceed federal or state regulations: Single ram blowout preventer, double ram blowout preventer, blowout prevention accumulator unit, choke manifold, and drilling mud degasser on drilling Rig 01203. | 2021-06-29 | 1250000 | 100
23850 | T1 | NABORS LUX 2 | RIG M7501 | 3840 E HIGHWAY 44 | ALICE | TX | 78332 | JIM WELLS | CN604268243 | RN111213559 | Single ram blowout preventer, double ram blowout preventer, blowout prevention accumulator unit, choke manifold, and drilling mud degasser on drilling Rig M7501. | The following property is used 100% for pollution control to meet or exceed federal or state regulations: Single ram blowout preventer, double ram blowout preventer, blowout prevention accumulator unit, choke manifold, and drilling mud degasser on drilling Rig M7501. | 2021-06-29 | 975000 | 100
23851 | T1 | NABORS LUX 2 | RIG 00X37 | 3840 E HIGHWAY 44 | ALICE | TX | 78332 | JIM WELLS | CN604268243 | RN111213559 | Single ram blowout preventer, double ram blowout preventer, blowout prevention accumulator unit, choke manifold, and drilling mud degasser on drilling Rig 00X37. | The following property is used 100% for pollution control to meet or exceed federal or state regulations: Single ram blowout preventer, double ram blowout preventer, blowout prevention accumulator unit, choke manifold, and drilling mud degasser on drilling Rig 00X37. | 2021-06-30 | 750000 | 100
23852 | T1 | NABORS LUX 2 | RIG 00897 | 694 FM 1252 E | KILGORE | TX | 75662 | GREGG | CN604268243 | RN111213559 | Single ram blowout preventer, double ram blowout preventer, blowout prevention accumulator unit, choke manifold, and drilling mud degasser on drilling Rig 00897. | The following property is used 100% for pollution control to meet or exceed federal or state regulations: Single ram blowout preventer, double ram blowout preventer, blowout prevention accumulator unit, choke manifold, and drilling mud degasser on drilling Rig 00897. | 2021-06-30 | 600000 | 100
23853 | T1 | NABORS LUX 2 | RIG 00B15 | 694 FM 1252 E | KILGORE | TX | 75662 | GREGG | CN604268243 | RN111213559 | Single ram blowout preventer, double ram blowout preventer, blowout prevention accumulator unit, choke manifold, and drilling mud degasser on drilling Rig 00B14. | The following property is used 100% for pollution control to meet or exceed federal or state regulations: Single ram blowout preventer, double ram blowout preventer, blowout prevention accumulator unit, choke manifold, and drilling mud degasser on drilling Rig 00B14. | 2021-06-30 | 600000 | 100
23854 | T1 | NABORS LUX 2 | RIG 00M12 | 12005 HIGHWAY 155 N | TYLER | TX | 75708 | SMITH | CN604268243 | RN111213559 | Single ram blowout preventer, double ram blowout preventer, blowout prevention accumulator unit, choke manifold, and drilling mud degasser on drilling Rig 00M12. | The following property is used 100% for pollution control to meet or exceed federal or state regulations: Single ram blowout preventer, double ram blowout preventer, blowout prevention accumulator unit, choke manifold, and drilling mud degasser on drilling Rig 00M12. | 2021-06-30 | 200000 | 100
23855 | T1 | NABORS LUX 2 | RIG 00M49 | 12005 HIGHWAY 155 N | TYLER | TX | 75708 | SMITH | CN604268243 | RN111213559 | Single ram blowout preventer, double ram blowout preventer, blowout prevention accumulator unit, choke manifold, and drilling mud degasser on drilling Rig 00M49. | The following property is used 100% for pollution control to meet or exceed federal or state regulations: Single ram blowout preventer, double ram blowout preventer, blowout prevention accumulator unit, choke manifold, and drilling mud degasser on drilling Rig 00M49. | 2021-06-30 | 200000 | 100
23856 | T1 | LHOIST NORTH AMERICA OF TEXAS LTD | LHOIST NORTH AMERICA CLIFTON LIME PLANT | 2861 FM 2602 | CLIFTON | TX | 76634 | BOSQUE | CN600130470 | RN100219856 | 2014 Caterpillar AA W00 740B articulated water truck. | The following property is used 100% for pollution control and is installed to meet or exceed federal or state regulations: 2014 Caterpillar AA W00 740B articulated water truck. | 2022-03-03 | 270019.8 | 100
23857 | T1 | LHOIST NORTH AMERICA OF TEXAS LTD | MARBLE FALLS LIME PLANT | ON 7829 SOUTH US HIGHWAY 281 | Burnet County | TX | 78611 | BURNET | CN600130470 | RN100729250 | Baghouse system on the kiln building consisting of baghouse fan, wheel, motor, and heater. | The following property is used 100% for pollution control and is installed to meet or exceed federal or state regulations: Baghouse system on the kiln building consisting of baghouse fan, wheel, motor, and heater. | 2022-03-03 | 803343.96 | 100
23858 | T1 | LHOIST NORTH AMERICA OF TEXAS LTD | MARBLE FALLS LIME PLANT | ON 7829 SOUTH US HIGHWAY 281 | Burnet County | TX | 78611 | BURNET | CN600130470 | RN100729250 | 2017 Ledwell 4k gallon water truck. | The following property is used 100% for pollution control and is installed to meet or exceed federal or state regulations: 2017 Ledwell 4k gallon water truck. | 2022-03-03 | 94718.75 | 100
23859 | T1 | LHOIST NORTH AMERICA OF TEXAS LTD | NEW BRAUNFELS LIME PLANT | 350 APG LANE | Comal County | TX | 78132 | COMAL | CN600130470 | RN100552454 | 2018 Elgin Pelican waterless sweeper. | The following property is used 100% for pollution control and is installed to meet or exceed federal or state regulations: 2018 Elgin Pelican waterless sweeper. | 2022-03-03 | 225776.25 | 100
23860 | T1 | UDR LAKELINE VILLAS LLC | UDR LAKELINE VILLAS | 2201 S LAKELINE BLVD | CEDAR PARK | TX | 78613 | WILLIAMSON | CN605869304 | RN102726940 | The rain event sheet flows or is collected internally to the WQ Pond which stores, settles and discharges the partially filtered stormwater event to the Riparian Pilot Channel & Outfall Structure then is filtered again at the grate prior to final discharge thru the riparian splash pad into the MS4, the 3890 LF of SS Line is constructed to meet EAPP The trench must be capped with concrete to prevent scouring of backfill, or the sewer lines must be encased in concrete. All concrete shall have a minimum thickness of six 6 inches, so there is no possibility of excursions, backups or other instances of sending wastewater into the watershed. | NOD response not received | 2021-08-06 | 2875000 | 100
23861 | T1 | TRINITY INDUSTRIES INC | TRINITY TANK CAR PLANT 19 | 140 SHADY BROOK LN | LONGVIEW | TX | 75602 | HARRISON | CN603795055 | RN100224435 | Regenerative thermal oxidizer/concentrator. | The following property is used 100% for pollution control to meet or exceed federal or state regulations: Regenerative thermal oxidizer/concentrator. | 2021-07-02 | 2000000 | 100
23862 | T1 | UDR RED STONE RANCH LLC | UDR RED STONE RANCH | 1600 S LAKELINE BLVD | CEDAR PARK | TX | 78613 | WILLIAMSON | CN605870302 | RN111224754 | The Dry WQ Pond at back of property accepts runoff from areas upstream in the development, then the rain event is deposited into the Sedimentation Basin by sheet flowing of the event | NOD response not received | 2021-09-19 | 12350500 | 100
23863 | T1 | PW GILLIBRAND OF TEXAS INC | VOCA SOUTH | 326 FM 3293 | VOCA | TX | 76887 | MCCULLOCH | CN605641059 | RN110779303 | The following property is used 100% for pollution control to meet or exceed federal or state regulations: Phoenix Model HF 50 BLN thickener. | The following property is used 100% for pollution control to meet or exceed federal or state regulations: Phoenix Model HF 50 BLN thickener. | 2021-07-02 | 1124773 | 100
23864 | T1 | BWC TEXAS TERMINALS LLC | TEXAS CITY TERMINAL 1 | 201 DOCK RD | TEXAS CITY | TX | 77592 | GALVESTON | CN603355892 | RN100218767 | Marine vapor destruction unit, scrubber, carbon absorption system, flare, and leak detection and repair equipment consisting of valves, pumps, pressure relief valves, connectors, and flanges. | The following property is used 100% for pollution control to meet or exceed federal or state regulations: Marine vapor destruction unit, scrubber, carbon absorption system, flare, and leak detection and repair equipment consisting of valves, pumps, pressure relief valves, connectors, and flanges. | 2021-08-16 | 5000000 | 100
23865 | T1 | SAN MIGUEL ELECTRIC COOPERATIVE INC | SAN MIGUEL ELECTRIC PLANT | Latitude = 28.708888, Longitude = -98.472222 | Atascosa County | TX | 78026 | ATASCOSA | CN600132278 | RN100226539 | Variable speed drives on underflow pumps in the flue gas desulfurization scrubber system. | The following property is used 100% for pollution control and is installed to meet or exceed federal or state regulations: Variable speed drives on underflow pumps in the flue gas desulfurization scrubber system. | 2021-04-09 | 80191.8 | 100
23866 | T1 | SAN MIGUEL ELECTRIC COOPERATIVE INC | SAN MIGUEL ELECTRIC PLANT | 6200 FM 3387 | Atascosa County | TX | 78026 | ATASCOSA | CN600132278 | RN100226539 | Piping and valves in the flue gas desulfurization scrubber system. | The following property is used 100% for pollution control and is installed to meet or exceed federal or state regulations: Piping and valves in the flue gas desulfurization scrubber system. | 2021-04-12 | 227125.13 | 100
23867 | T1 | SAN MIGUEL ELECTRIC COOPERATIVE INC | SAN MIGUEL ELECTRIC PLANT | 6200 FM 3387 | Atascosa County | TX | 78026 | ATASCOSA | CN600132278 | RN100226539 | A&B quencher inlet ducts in the flue gas desulfurization scrubber system. | The following property is used 100% for pollution control and is installed to meet or exceed federal or state regulations: A&B quencher inlet ducts in the flue gas desulfurization scrubber system. | 2021-04-12 | 1245345.8 | 100
23868 | T1 | SCAN OAK LLC | SCAN ENERGY DRILLING RIG | 551 S FM 866 ODESSA TX 79764 | Ector County | TX | 79764 | ECTOR | CN605854835 | RN111234597 | Drilling mud recycling system consisting of shaker tank system and shale shaker. | The following property is used 100% for pollution control to meet or exceed federal or state regulations: Drilling mud recycling system consisting of shaker tank system and shale shaker. | 2021-07-14 | 1045000 | 100
23869 | T1 | SCAN OAK LLC | SCAN DENALI DRILLING RIG | 9395 FM 2767 | TYLER | TX | 75708 | SMITH | CN605854835 | RN109160911 | Drilling mud recycling system consisting of shaker tank system and shale shaker. | The following property is used 100% for pollution control to meet or exceed federal or state regulations: Drilling mud recycling system consisting of shaker tank system and shale shaker. | 2021-07-14 | 1045000 | 100
23870 | T1 | SCAN OAK LLC | SCAN DENALI DRILLING RIG | 9395 FM 2767 | TYLER | TX | 75708 | SMITH | CN605854835 | RN109160911 | Ram Type Blowout Preventer, closing units, and choke manifold system. | The following property is used 100% for pollution control to meet or exceed federal or state regulations: Ram type blowout preventer, closing units, and choke manifold system. | 2021-07-14 | 650000 | 100
23871 | T1 | SCAN OAK LLC | SCAN DRILLER DRILLING RIG | 9395 FM 2767 | TYLER | TX | 75708 | SMITH | CN605854835 | RN109160911 | Drilling mud recycling system consisting of shaker tank system and shale shaker. | The following property is used 100% for pollution control to meet or exceed federal or state regulations: Drilling mud recycling system consisting of shaker tank system and shale shaker. | 2021-07-14 | 845000 | 100
23872 | T1 | SCAN OAK LLC | SCAN DRILLER DRILLING RIG | 9395 FM 2767 | TYLER | TX | 75708 | SMITH | CN605854835 | RN109160911 | Ram Type Blowout Preventer, closing units, and choke manifold system. | The following property is used 100% for pollution control to meet or exceed federal or state regulations: Ram type blowout preventer, closing units, and choke manifold system. | 2021-07-14 | 620000 | 100
23873 | T1 | SCAN OAK LLC | SCAN EXPLORER DRILLING RIG | 9395 FM 2767 | TYLER | TX | 75708 | SMITH | CN605854835 | RN109160911 | Drilling mud recycling system consisting of shaker tank system and shale shaker. | The following property is used 100% for pollution control to meet or exceed federal or state regulations: Drilling mud recycling system consisting of shaker tank system and shale shaker. | 2021-07-14 | 1045000 | 100
23874 | T1 | SCAN OAK LLC | SCAN EXPLORER DRILLING RIG | 9395 FM 2767 | TYLER | TX | 75708 | SMITH | CN605854835 | RN109160911 | Ram Type Blowout Preventer, closing units, and choke manifold system. | The following property is used 100% for pollution control to meet or exceed federal or state regulations: Ram type blowout preventer, closing units, and choke manifold system. | 2021-07-14 | 800000 | 100
23875 | T1 | SCAN OAK LLC | SCAN EAGLE DRILLING RIG | 551 S FM 866 ODESSA TX 79764 | Ector County | TX | 79764 | ECTOR | CN605854835 | RN111234597 | Drilling mud recycling system consisting of shaker tank system and shale shaker. | The following property is used 100% for pollution control to meet or exceed federal or state regulations: Drilling mud recycling system consisting of shaker tank system and shale shaker. | 2021-07-14 | 1045000 | 100
23876 | T1 | SCAN OAK LLC | SCAN EAGLE DRILLING RIG | 551 S FM 866 ODESSA TX 79764 | Ector County | TX | 79764 | ECTOR | CN605854835 | RN111234597 | Ram Type Blowout Preventer, closing units, and choke manifold system. | The following property is used 100% for pollution control to meet or exceed federal or state regulations: Ram type blowout preventer, closing units, and choke manifold system. | 2021-07-14 | 680000 | 100
23877 | T1 | SCAN OAK LLC | SCAN EXPRESS DRILLING RIG | 9395 FM 2767 | TYLER | TX | 75708 | SMITH | CN605854835 | RN109160911 | Drilling mud recycling system consisting of shaker tank system and shale shaker. | The following property is used 100% for pollution control to meet or exceed federal or state regulations: Drilling mud recycling system consisting of shaker tank system and shale shaker. | 2021-07-16 | 845000 | 100
23878 | T1 | SCAN OAK LLC | SCAN EXPRESS DRILLING RIG | 9395 FM 2767 | TYLER | TX | 75708 | SMITH | CN605854835 | RN109160911 | Ram Type Blowout Preventer, closing units, and choke manifold system. | The following property is used 100% for pollution control to meet or exceed federal or state regulations: Ram type blowout preventer, closing units, and choke manifold system. | 2021-07-16 | 620000 | 100
23879 | T1 | SCAN OAK LLC | SCAN GLORY DRILLING RIG | 9395 FM 2767 | TYLER | TX | 75708 | SMITH | CN605854835 | RN109160911 | Drilling mud recycling system consisting of shaker tank system and shale shaker. | The following property is used 100% for pollution control to meet or exceed federal or state regulations: Drilling mud recycling system consisting of shaker tank system and shale shaker. | 2021-07-16 | 1045000 | 100
23880 | T1 | SCAN OAK LLC | SCAN GLORY DRILLING RIG | 9395 FM 2767 | TYLER | TX | 75708 | SMITH | CN605854835 | RN109160911 | Ram Type Blowout Preventer, closing units, and choke manifold system. | The following property is used 100% for pollution control to meet or exceed federal or state regulations: Ram type blowout preventer, closing units, and choke manifold system. | 2021-07-16 | 680000 | 100
23881 | T1 | SCAN OAK LLC | SCAN OAK DRILLING RIG | 9395 FM 2767 | TYLER | TX | 75708 | SMITH | CN605854835 | RN109160911 | Drilling mud recycling system consisting of shaker tank system and shale shaker. | The following property is used 100% for pollution control to meet or exceed federal or state regulations: Drilling mud recycling system consisting of shaker tank system and shale shaker. | 2021-07-16 | 1020000 | 100
23882 | T1 | SCAN OAK LLC | SCAN OAK DRILLING RIG | 9395 FM 2767 | TYLER | TX | 75708 | SMITH | CN605854835 | RN109160911 | Ram Type Blowout Preventer, closing units, and choke manifold system. | The following property is used 100% for pollution control to meet or exceed federal or state regulations: Ram type blowout preventer, closing units, and choke manifold system. | 2021-07-16 | 620000 | 100
23883 | T1 | SCAN OAK LLC | SCAN PRAIRIE DRILLING RIG | 9395 FM 2767 | TYLER | TX | 75708 | SMITH | CN605854835 | RN109160911 | Drilling mud recycling system consisting of shaker tank system and shale shaker. | The following property is used 100% for pollution control to meet or exceed federal or state regulations: Drilling mud recycling system consisting of shaker tank system and shale shaker. | 2021-07-16 | 1045000 | 100
23884 | T1 | SCAN OAK LLC | SCAN PRAIRIE DRILLING RIG | 9395 FM 2767 | TYLER | TX | 75708 | SMITH | CN605854835 | RN109160911 | Ram Type Blowout Preventer, closing units, and choke manifold system. | The following property is used 100% for pollution control to meet or exceed federal or state regulations: Ram type blowout preventer, closing units, and choke manifold system. | 2021-07-16 | 680000 | 100
23885 | T1 | SCAN OAK LLC | SCAN SCOUT DRILLING RIG | 9395 FM 2767 | TYLER | TX | 75708 | SMITH | CN605854835 | RN109160911 | Drilling mud recycling system consisting of shaker tank system and shale shaker. | The following property is used 100% for pollution control to meet or exceed federal or state regulations: Drilling mud recycling system consisting of shaker tank system and shale shaker. | 2021-07-16 | 1045000 | 100
23886 | T1 | SCAN OAK LLC | SCAN SCOUT DRILLING RIG | 9395 FM 2767 | TYLER | TX | 75708 | SMITH | CN605854835 | RN109160911 | Ram Type Blowout Preventer, closing units, and choke manifold system. | The following property is used 100% for pollution control to meet or exceed federal or state regulations: Ram type blowout preventer, closing units, and choke manifold system. | 2021-07-16 | 680000 | 100
23887 | T1 | SCAN OAK LLC | SCAN TITAN DRILLING RIG | 9395 FM 2767 | TYLER | TX | 75708 | SMITH | CN605854835 | RN109160911 | Drilling mud recycling system consisting of shaker tank system and shale shaker. | The following property is used 100% for pollution control to meet or exceed federal or state regulations: Drilling mud recycling system consisting of shaker tank system and shale shaker. | 2021-07-16 | 760000 | 100
23888 | T1 | SCAN OAK LLC | SCAN TITAN DRILLING RIG | 9395 FM 2767 | TYLER | TX | 75708 | SMITH | CN605854835 | RN109160911 | Ram Type Blowout Preventer, closing units, and choke manifold system. | The following property is used 100% for pollution control to meet or exceed federal or state regulations: Ram type blowout preventer, closing units, and choke manifold system. | 2021-07-16 | 885000 | 100
23889 | T1 | SCAN OAK LLC | SCAN TRAVELER DRILLING RIG | 9395 FM 2767 | TYLER | TX | 75708 | SMITH | CN605854835 | RN109160911 | Drilling mud recycling system consisting of shaker tank system and shale shaker. | The following property is used 100% for pollution control to meet or exceed federal or state regulations: Drilling mud recycling system consisting of shaker tank system and shale shaker. | 2021-07-16 | 10450000 | 100
23890 | T1 | SCAN OAK LLC | SCAN TRAVELER DRILLING RIG | 9395 FM 2767 | TYLER | TX | 75708 | SMITH | CN605854835 | RN109160911 | Ram Type Blowout Preventer, closing units, and choke manifold system. | The following property is used 100% for pollution control to meet or exceed federal or state regulations: Ram type blowout preventer, closing units, and choke manifold system. | 2021-07-19 | 740000 | 100
23891 | T1 | SCAN OAK LLC | SCAN ENERGY DRILLING RIG | 551 S FM 866 ODESSA TX 79764 | Ector County | TX | 79764 | ECTOR | CN605854835 | RN111234597 | Ram Type Blowout Preventer, closing units, and choke manifold system. | The following property is used 100% for pollution control to meet or exceed federal or state regulations: Ram type blowout preventer, closing units, and choke manifold system. | 2021-07-19 | 680000 | 100
23892 | T1 | JOYSON SAFETY SYSTEMS ACQUISITION LLC | JOYSON SAFETY SYSTEMS ACQUISITION | Latitude = 29.4675, Longitude = -98.708055 | Bexar County | TX | 78251 | BEXAR | CN605533108 | RN100852409 | Plating tanks drainage system consisting of a trench equipped with piping, grating and valves and the drains and pumps for the plating tanks. | The following property is used 100% for pollution control to meet or exceed federal or state regulations: Plating tanks drainage system consisting of a trench equipped with piping, grating and valves and the drains and pumps for the plating tanks. | 2021-07-02 | 161803 | 100
23893 | T1 | JOYSON SAFETY SYSTEMS ACQUISITION LLC | JOYSON SAFETY SYSTEMS ACQUISITION | Latitude = 29.4675, Longitude = -98.708055 | Bexar County | TX | 78251 | BEXAR | CN605533108 | RN100852409 | Ductwork for acid exhaust control. | The following property is used 100% for pollution control to meet or exceed federal or state regulations: Ductwork for acid exhaust control. | 2021-07-02 | 8797 | 100
23894 | T1 | JOYSON SAFETY SYSTEMS ACQUISITION LLC | JOYSON SAFETY SYSTEMS ACQUISITION | Latitude = 29.4675, Longitude = -98.708055 | Bexar County | TX | 78251 | BEXAR | CN605533108 | RN100852409 | Two oil mist collectors. | The following property is used 100% for pollution control to meet or exceed federal or state regulations: Two oil mist collectors. | 2021-07-02 | 95548 | 100
23895 | T1 | JOYSON SAFETY SYSTEMS ACQUISITION LLC | JOYSON SAFETY SYSTEMS ACQUISITION | Latitude = 29.4675, Longitude = -98.708055 | Bexar County | TX | 78251 | BEXAR | CN605533108 | RN100852409 | Wastewater pretreatment system consisting of neutralization tanks N1 and N2, clarifier T6, final effluent tank T9, sludge thickeners T7 and T14, filter presses for hazardous and nonhazardous sludge, oil skimming system, pumps, and piping. | The following property is used 100% for pollution control to meet or exceed federal or state regulations: Wastewater pretreatment system consisting of neutralization tanks N1 and N2, clarifier T6, final effluent tank T9, sludge thickeners T7 and T14, filter presses for hazardous and nonhazardous sludge, oil skimming system, pumps, and piping.\ | 2021-07-13 | 684798 | 100
23896 | T1 | JOYSON SAFETY SYSTEMS ACQUISITION LLC | JOYSON SAFETY SYSTEMS ACQUISITION | Latitude = 29.4675, Longitude = -98.708055 | Bexar County | TX | 78251 | BEXAR | CN605533108 | RN100852409 | Dust collection system for the stamping and deburring processes consisting of three dust collectors and an air scrubber. | The following property is used 100% for pollution control to meet or exceed federal or state regulations: Dust collection system for the stamping and deburring processes consisting of three dust collectors and an air scrubber. | 2021-07-13 | 88834 | 100
23897 | T1 | DCO REALTY INC | SAVOY II | 3900 VITRUVIAN WAY | ADDISON | TX | 75001 | DALLAS | CN603309436 | RN111238242 | Structural stormwater controls consisting of drop inlets with Flex-Storm screens, stormwater drain manholes with Flex-Storm screens, and stormwater infrastructure connecting Flex-Storm screen units to the outfall. | The following property is used 100% for pollution control and is installed to meet or exceed federal or state regulations: Structural stormwater controls consisting of drop inlets with Flex-Storm screens, stormwater drain manholes with Flex-Storm screens, and stormwater infrastructure connecting Flex-Storm screen units to the outfall. | 2021-07-26 | 980000 | 100
23898 | T1 | LCY ELASTOMERS LP | LCY ELASTOMERS | 4803 DECKER DR | BAYTOWN | TX | 77520 | HARRIS | CN602579542 | RN102325974 | Flue gas recirculation equipment and the incremental cost difference of ultra-low NOx burners on Boilers A and B VE-8. | The following property is used 100% for pollution control to meet or exceed federal or state regulations: Flue gas recirculation equipment and the incremental cost difference of ultra-low NOx burners on Boilers A and B VE-8. | 2021-11-22 | 626075 | 100
23899 | T1 | LCY ELASTOMERS LP | LCY ELASTOMERS | 4803 DECKER DR | BAYTOWN | TX | 77520 | HARRIS | CN602579542 | RN102325974 | Sidehill screener for EPN VE-3. | The following property is used 100% for pollution control to meet or exceed federal or state regulations: Sidehill screener for EPN VE-3. | 2021-08-10 | 234233 | 100
23900 | T1 | LCY ELASTOMERS LP | LCY ELASTOMERS | 4803 DECKER DR | BAYTOWN | TX | 77520 | HARRIS | CN602579542 | RN102325974 | Blower, duct work, and vent hoods for EPN VE-3. | The following property is used 100% for pollution control to meet or exceed federal or state regulations: Blower, duct work, and vent hoods for EPN VE-3. | 2021-07-27 | 179000 | 100
23901 | T1 | LCY ELASTOMERS LP | LCY ELASTOMERS | 4803 DECKER DR | BAYTOWN | TX | 77520 | HARRIS | CN602579542 | RN102325974 | Stormwater ditch to divert flow around the Container Storage area to the main ditch, and concrete containment curb next to process wastewater sump. | The following property is used 100% for pollution control to meet or exceed federal or state regulations: Stormwater ditch to divert flow around the Container Storage area to the main ditch, and concrete containment curb next to process wastewater sump. | 2021-07-28 | 33060 | 100
23902 | T1 | LCY ELASTOMERS LP | LCY ELASTOMERS | 4803 DECKER DR | BAYTOWN | TX | 77520 | HARRIS | CN602579542 | RN102325974 | Continuous environmental monitoring instrumentation for Wet Scrubber CY-7703 and Wet Scrubber CY-7720. | The following property is used 100% for pollution control to meet or exceed federal or state regulations: Continuous environmental monitoring instrumentation for Wet Scrubber CY-7703 and Wet Scrubber CY-7720. | 2021-07-28 | 64959 | 100
23903 | T1 | FREEDOM PROPPANT LLC | E RANCH FACILITY | Latitude = 31.609659, Longitude = -102.796885 | Ward County | TX | 79756 | WARD | CN605868660 | RN109969303 | Dust control system consisting of bag houses, bagging stations, dust collectors, dust transfer screws, shields on chutes to the silos, bin vents, and hoppers. | The following property is used 100% for pollution control to meet or exceed federal or state regulations: Dust control system consisting of bag houses, bagging stations, dust collectors, dust transfer screws, shields on chutes to the silos, bin vents, and hoppers. | 2021-09-09 | 4500000 | 100
23904 | T1 | FREEDOM PROPPANT LLC | E RANCH FACILITY | Latitude = 31.609659, Longitude = -102.796885 | Ward County | TX | 79756 | WARD | CN605868660 | RN109969303 | Water containment and disposal system consisting of sand stockpile drainage, pond liners, settling pond, pond erosion control, sump tanks, pumps, and piping. | The following property is used 100% for pollution control and is installed to meet or exceed federal or state regulations: Water containment and disposal system consisting of sand stockpile drainage, pond liners, settling pond, pond erosion control, sump tanks, pumps, and piping. | 2021-08-10 | 6243000 | 100
23905 | T1 | LOS KERMIT LLC | HIGH ROLLER SAND OPERATING KERMIT PLANT | Latitude = 31.995655, Longitude = -103.035913 | Winkler County | TX | 79745 | WINKLER | CN605868652 | RN109836023 | Dust control system consisting of dust collectors, dust transfer screws, shields on chutes to the silos, bin vents, and hoppers. | The following property is used 100% for pollution control and is installed to meet or exceed federal or state regulations: Dust control system consisting of dust collectors, dust transfer screws, shields on chutes to the silos, bin vents, and hoppers. | 2021-08-10 | 4500000 | 100
23906 | T1 | LOS KERMIT LLC | HIGH ROLLER SAND OPERATING KERMIT PLANT | Latitude = 31.995655, Longitude = -103.035913 | Winkler County | TX | 79745 | WINKLER | CN605868652 | RN109836023 | Water containment and disposal system consisting of sand stockpile drainage, pond liners, settling pond, pond erosion control, sump tanks, pumps, and piping. | The following property is used 100% for pollution control and is installed to meet or exceed federal or state regulations: Water containment and disposal system consisting of sand stockpile drainage, pond liners, settling pond, pond erosion control, sump tanks, pumps, and piping. | 2021-08-10 | 6243000 | 100
23907 | T1 | DCO REALTY INC | SAVOY | 3810 VITRUVIAN WAY | ADDISON | TX | 75001 | DALLAS | CN603309436 | RN111239182 | Structural stormwater controls consisting of 14 drop inlets with Flex-Storm screens, two stormwater drain manholes with Flex-Storm screens, and stormwater infrastructure connecting Flex-Storm screen units to the outfall consisting of 1055 linear feet of piping and drains. | The following property is used 100% for pollution control and is installed to meet or exceed federal or state regulations: Structural stormwater controls consisting of 14 drop inlets with Flex-Storm screens, two stormwater drain manholes with Flex-Storm screens, and stormwater infrastructure connecting Flex-Storm screen units to the outfall consisting of 1055 linear feet of piping and drains. | 2021-07-26 | 875000 | 100
23908 | T1 | NORTH AMERICAN PIPE CORPORATION | DUST CONTROL SYSTEMS | 3348 INDUSTRIAL DR | WICHITA FALLS | TX | 76306 | WICHITA | CN600348619 | RN102613783 | Dust control system consisting of bag houses, bagging equipment, dust collectors, closed chutes to the silos, bin vents, and blowers. | The following property is used 100% for pollution control and is installed to meet or exceed federal or state regulations: Dust control system consisting of bag houses, bagging equipment, dust collectors, closed chutes to the silos, bin vents, and blowers. | 2021-08-10 | 629280 | 100
23909 | T1 | NORTH AMERICAN PIPE CORPORATION | WATER PROTECTION SYSTEM | 3348 INDUSTRIAL DR | WICHITA FALLS | TX | 76306 | WICHITA | CN600348619 | RN102613783 | Water containment and disposal system consisting of filters, pumps, piping, transfer pits, and tanks. | The following property is used 100% for pollution control and is installed to meet or exceed federal or state regulations: Water containment and disposal system consisting of filters, pumps, piping, transfer pits, and tanks. | 2021-08-10 | 117366 | 100
23910 | T1 | INEOS USA LLC | CHOCOLATE BAYOU PLANT | Latitude = 29.224444, Longitude = -95.1975 | Brazoria County | TX | 77511 | BRAZORIA | CN602817884 | RN100238708 | Two heat recovery steam generators with serial numbers XXXXXXXXXX IT.001-FCV and XXXXXXXXXX IT.001-FCV. | The following property is used 65% for pollution control to meet or exceed federal or state regulations: Two heat recovery steam generators with serial numbers XXXXXXXXXX IT.001-FCV and XXXXXXXXXX IT.001-FCV. | 2021-04-20 | 37941815 | 65
23911 | T2 | CORPUS CHRISTI LIQUEFACTION LLC | CORPUS CHRISTI LIQUEFACTION | 622 HWY 35 | GREGORY | TX | 78359 | SAN PATRICIO | CN604136374 | RN104104716 | Pollution control portion of the Train 3 amine regeneration system consisting of rich/lean solvent heat exchangers (23E-1203A/B/C/D/E), solvent regenerator (23V-1202), regenerator overhead condenser (23E-1202), regenerator reflux pumps (23P-1203A/B), solvent regenerator reflux drum (23V-1206), back pressure controller for solvent regenerator, H2S removal package (23PK-1901), lean solvent filter (23F-1201), carbon treater (23F-1205), lean solvent after filter (23F-1204), amine sump drain (23V-1209), amine sump pump (23P-1206), amine sump filter (23F-206), antifoam injection skid (23PK-1201) and associated piping. | The following property is used 65% for pollution control to meet or exceed federal or state regulations: Pollution control portion of the Train 3 amine regeneration system consisting of rich/lean solvent heat exchangers (23E-1203A/B/C/D/E), solvent regenerator (23V-1202), regenerator overhead condenser (23E-1202), regenerator reflux pumps (23P-1203A/B), solvent regenerator reflux drum (23V-1206), back pressure controller for solvent regenerator, H2S removal package (23PK-1901), lean solvent filter (23F-1201), carbon treater (23F-1205), lean solvent after filter (23F-1204), amine sump drain (23V-1209), amine sump pump (23P-1206), amine sump filter (23F-206), antifoam injection skid (23PK-1201) and associated piping. | 2021-08-10 | 44000000 | 100
23912 | T2 | CORPUS CHRISTI LIQUEFACTION LLC | CORPUS CHRISTI LIQUEFACTION | 622 HWY 35 | GREGORY | TX | 78359 | SAN PATRICIO | CN604136374 | RN104104716 | Pollution control portion of the Train 2 amine regeneration system consisting of rich/lean solvent heat exchangers (12E-1203A/B/C/D/E), solvent regenerator (12V-1202), regenerator overhead condenser (12E-1202), regenerator reflux pumps (12P-1203A/B), solvent regenerator reflux drum (12V-1206), back pressure controller for solvent regenerator, H2S removal package (12PK-1901), lean solvent filter (12F-1201), carbon treater (12F-1205), lean solvent after filter (12F-1204), amine sump drain (12V-1209), amine sump pump (12P-1206), amine sump filter (12F-206), antifoam injection skid (12PK-1201) and associated piping. | The following property is used 65% for pollution control to meet or exceed federal or state regulations: Pollution control portion of the Train 2 amine regeneration system consisting of rich/lean solvent heat exchangers (12E-1203A/B/C/D/E), solvent regenerator (12V-1202), regenerator overhead condenser (12E-1202), regenerator reflux pumps (12P-1203A/B), solvent regenerator reflux drum (12V-1206), back pressure controller for solvent regenerator, H2S removal package (12PK-1901), lean solvent filter (12F-1201), carbon treater (12F-1205), lean solvent after filter (12F-1204), amine sump drain (12V-1209), amine sump pump (12P-1206), amine sump filter (12F-206), antifoam injection skid (12PK-1201) and associated piping. | 2021-08-10 | 44000000 | 100
23913 | T1 | PACCAR INC | PETERBILT MOTORS | Latitude = 33.204166, Longitude = -97.175 | Denton County | TX | 76207 | DENTON | CN600125652 | RN100211762 | Regenerative Thermal Oxidizers 3 and 4 Project consisting of the RTOs; ductwork and structure for RTOs; new air supply house for Booth 5; filter house for PM control to new RTOs; control house for RTOs; continuous air monitoring system; fire suppression systems for the RTO control room, RTO ducting, Booth 5 recirculating air supply house and adjacent hot water generator building, and Chassis Filter House; piping from the main facility to the RTOs, and piping for Booth 5 recirculating air supply house. | The following property that is used 100% for pollution control to meet or exceed federal or state regulations: Regenerative Thermal Oxidizers 3 and 4 Project consisting of the RTOs; ductwork and structure for RTOs; new air supply house for Booth 5; filter house for PM control to new RTOs; control house for RTOs; continuous air monitoring system; fire suppression systems for the RTO control room, RTO ducting, Booth 5 recirculating air supply house and adjacent hot water generator building, and Chassis Filter House; piping from the main facility to the RTOs, and piping for Booth 5 recirculating air supply house. | 2021-10-18 | 14454164 | 100
23914 | T1 | ELK CORPORATION OF TEXAS | ELK OF TEXAS | 202 CEDAR RD | ENNIS | TX | 75119 | ELLIS | CN600126858 | RN100213479 | Ennis Plant Silo IH Baghouse. | The following property is used 100% for pollution control and is installed to meet or exceed federal or state regulations: Ennis Plant IH Baghouse. | 2021-04-22 | 525000 | 100
23915 | T1 | KOY CONCRETE LTD | KOY CONCRETE | 31602 JORDAN ROAD | BROOKSHIRE | TX | 77423 | FORT BEND | CN602797011 | RN110929627 | Two stormwater containment ponds on 7.653 acres. | The following property is used 100% for pollution control to meet or exceed federal or state regulations: Two stormwater containment ponds on 7.653 acres. | 2021-10-19 | 150000 | 100
23916 | T1 | CAPITOL AGGREGATES INC | CAPITOL AGGREGATES CEMENT PLANT | 11551 NACOGDOCHES RD | SAN ANTONIO | TX | 78217 | BEXAR | CN604033142 | RN100211507 | Continuous and predictive emission monitors consisting of continuous emissions monitors for National Emission Standards for Hazardous Air Pollutants for the dry kiln exhaust, an opacity monitor for the dry kiln stack, a flame camera to monitor the dry kiln flame, a dust monitor for the Finish Mill 7 Stack, a GMS810 Fidor analyzer for total organic carbon, an S-144DR Sulfur Determinator for the lab for use in determining sulfur and carbon in coal feed, and an oxygen analyzer with line to monitor oxygen in the dry kiln. | The following property is used 100% for pollution control and is installed to meet or exceed federal or state regulations: Continuous and predictive emission monitors consisting of continuous emissions monitors for National Emission Standards for Hazardous Air Pollutants for the dry kiln exhaust, an opacity monitor for the dry kiln stack, a flame camera to monitor the dry kiln flame, a dust monitor for the Finish Mill 7 Stack, a GMS810 Fidor analyzer for total organic carbon, an S-144DR Sulfur Determinator for the lab for use in determining sulfur and carbon in coal feed, and an oxygen analyzer with line to monitor oxygen in the dry kiln. | 2021-07-28 | 1434487 | 100
23917 | T1 | CAPITOL AGGREGATES INC | CAPITOL AGGREGATES CEMENT PLANT | 11551 NACOGDOCHES RD | SAN ANTONIO | TX | 78217 | BEXAR | CN604033142 | RN100211507 | Dust collection system consisting of baghouses, dust collectors and ductwork, and feed bin dust collectors for Finish Mills 5, 6, and 7, a new compressed air system for the main baghouse, a jet pulse dust collector for Finish Grind, dust collectors in Raw Grind, Dust Master System for Dry Kiln, dust collectors for the silos, dust collectors for Pack House, ductwork and dust collector for the Raw Grind Dry, ductwork to the Finish Mill, and dust collectors DC-351, DC-30, DC-310, DC-360, and DC-32. | The following property is used 100% for pollution control and is installed to meet or exceed federal or state regulations: Dust collection system consisting of baghouses, dust collectors and ductwork, and feed bin dust collectors for Finish Mills 5, 6, and 7, a new compressed air system for the main baghouse, a jet pulse dust collector for Finish Grind, dust collectors in Raw Grind, Dust Master System for Dry Kiln, dust collectors for the silos, dust collectors for Pack House, ductwork and dust collector for the Raw Grind Dry, ductwork to the Finish Mill, and dust collectors DC-351, DC-30, DC-310, DC-360, and DC-32. | 2021-07-29 | 8834845 | 100
23918 | T1 | CAPITOL AGGREGATES INC | CAPITOL AGGREGATES CEMENT PLANT | 11551 NACOGDOCHES RD | SAN ANTONIO | TX | 78217 | BEXAR | CN604033142 | RN100211507 | Capitol Aggregates operates a cement plant in San Antonio. Capitol Aggregates paved plant roadways as a means of dust control. | NOD response not received | 2021-09-01 | 943833 | 100
23919 | T1 | CAPITOL AGGREGATES INC | CAPITOL AGGREGATES CEMENT PLANT | 11551 NACOGDOCHES RD | SAN ANTONIO | TX | 78217 | BEXAR | CN604033142 | RN100211507 | Selective non-catalytic reduction system for Dry Kiln including ammonia storage, ammonia pipes and pumps, a flow control unit, and temperature monitors. | The following property is used 100% for pollution control and is installed to meet or exceed federal or state regulations: Selective non-catalytic reduction system for Dry Kiln including ammonia storage, ammonia pipes and pumps, a flow control unit, and temperature monitors. | 2021-07-29 | 1291595 | 100
23920 | T1 | CAPITOL AGGREGATES INC | CAPITOL AGGREGATES CEMENT PLANT | 11551 NACOGDOCHES RD | SAN ANTONIO | TX | 78217 | BEXAR | CN604033142 | RN100211507 | Stack SK-350 replacement. | The following property is used 100% for pollution control and is installed to meet or exceed federal or state regulations: Stack SK-350 replacement. | 2021-07-29 | 147017 | 100
23921 | T1 | CAPITOL AGGREGATES INC | CAPITOL AGGREGATES CEMENT PLANT | 11551 NACOGDOCHES RD | SAN ANTONIO | TX | 78217 | BEXAR | CN604033142 | RN100211507 | Clinker and raw materials storage consisting of a tent for storing clinker, a raw material storage building, and new roofs on Silos 1 to 8. | The following property is used 100% for pollution control and is installed to meet or exceed federal or state regulations: Clinker and raw materials storage consisting of a tent for storing clinker, a raw material storage building, and new roofs on Silos 1 to 8. | 2021-08-10 | 1295565 | 100
23922 | T1 | CAPITOL AGGREGATES INC | CAPITOL AGGREGATES CEMENT PLANT | 11551 NACOGDOCHES RD | SAN ANTONIO | TX | 78217 | BEXAR | CN604033142 | RN100211507 | Truck and tire wash. | The following property is used 100% for pollution control and is installed to meet or exceed federal or state regulations: Truck and tire wash. | 2021-08-10 | 126216 | 100
23923 | T1 | CAPITOL AGGREGATES INC | CAPITOL AGGREGATES CEMENT PLANT | 11551 NACOGDOCHES RD | SAN ANTONIO | TX | 78217 | BEXAR | CN604033142 | RN100211507 | Expansion joints replacement in the ductwork for the dry kiln exhaust and the dry kiln baghouse. | The following property is used 100% for pollution control and is installed to meet or exceed federal or state regulations: Expansion joints replacement in the ductwork for the dry kiln exhaust and the dry kiln baghouse. | 2021-07-28 | 154587 | 100
23924 | T1 | CAPITOL AGGREGATES INC | CAPITOL AGGREGATES CEMENT PLANT | 11551 NACOGDOCHES RD | SAN ANTONIO | TX | 78217 | BEXAR | CN604033142 | RN100211507 | 1985 Caterpillar Water Truck Model 769C, a 1998 Ford LT9513 equipped with a model 5027 Super Sucker vacuum, one 1998 and one 2000 model 830 series II Tennant sweeper, one 2004 and one 2012 Tennant Sentinel sweeper, a 2005 Tennant Model 6400 sweeper, and a 2006 Superior Road Broom Model DT80J. | The following property is used 100% for pollution control and is installed to meet or exceed federal or state regulations: 1985 Caterpillar Water Truck Model 769C, a 1998 Ford LT9513 equipped with a model 5027 Super Sucker vacuum, one 1998 and one 2000 model 830 series II Tennant sweeper, one 2004 and one 2012 Tennant Sentinel sweeper, a 2005 Tennant Model 6400 sweeper, and a 2006 Superior Road Broom Model DT80J. | 2021-09-09 | 909833 | 100
23925 | T2 | DELAWARE PROCESSING LLC | TIGER PLANT | Latitude = 31.988897, Longitude = -104.057547 | Culberson County | TX | 79770 | CULBERSON | CN605469956 | RN110808417 | Pollution control portion of the Amine Regeneration System consisting of an amine contactor off skid, amine still reflux accumulator, amine still, amine after scrubber, amine flash tank, amine gas exchanger, two lean rich amine heat exchangers, amine reboiler, amine reflux condenser, amine cooler, amine circulation pump, amine still reflux pump, lean amine solids filter, pre-carbon amine filter, rich amine carbon filter, post carbon filter, amine sump, amine sump pumps, anti-foam pump, molecular sieve, and amine gas exchanger skid. | The following property is used 100% for pollution control to meet or exceed federal or state regulations: Pollution control portion of the Amine Regeneration System consisting of an amine contactor off skid, amine still reflux accumulator, amine still, amine after scrubber, amine flash tank, amine gas exchanger, two lean rich amine heat exchangers, amine reboiler, amine reflux condenser, amine cooler, amine circulation pump, amine still reflux pump, lean amine solids filter, pre-carbon amine filter, rich amine carbon filter, post carbon filter, amine sump, amine sump pumps, anti-foam pump, molecular sieve, and amine gas exchanger skid. | 2021-08-10 | 6994955 | 100
23926 | T1 | DELAWARE PROCESSING LLC | TIGER PLANT | Latitude = 31.988897, Longitude = -104.057547 | Culberson County | TX | 79770 | CULBERSON | CN605469956 | RN110808417 | Oxidation catalyst installed on five compressors. | The following property is used 100% for pollution control to meet or exceed federal or state regulations: Oxidation catalyst installed on five compressors. | 2021-08-10 | 87500 | 100
23927 | T1 | DELAWARE PROCESSING LLC | TIGER PLANT | Latitude = 31.988897, Longitude = -104.057547 | Culberson County | TX | 79770 | CULBERSON | CN605469956 | RN110808417 | Flare system consisting of Flares 1 and 2, flare knockout drum and pump, and associated piping. | The following property is used 100% for pollution control to meet or exceed federal or state regulations: Flare system consisting of Flares 1 and 2, flare knockout drum and pump, and associated piping. | 2021-08-10 | 1795232 | 100
23928 | T1 | DELAWARE PROCESSING LLC | TIGER PLANT | Latitude = 31.988897, Longitude = -104.057547 | Culberson County | TX | 79770 | CULBERSON | CN605469956 | RN110808417 | Thermal oxidizer TO-1. | The following property is used 100% for pollution control to meet or exceed federal or state regulations: Thermal oxidizer TO-1. | 2021-08-10 | 2385153 | 100
23929 | T1 | LOUISIANA-PACIFIC CORPORATION | JASPER ORIENTED STRANDBOARD OSB MILL | 5110 US HIGHWAY 190 E | JASPER | TX | 75951 | JASPER | CN600127534 | RN100215169 | Replacement of ducts from cyclones to the Wet Electrostatic Precipitator (WESP) with a 304L stainless steel tapered duct; duct system upgrade consisting of dampers, two recycle pumps, water recirculation system, structural steel, foundations, catwalks, lighting, and spray bars; WESP upgrades to allow for field isolation of sections for flushing, upgrade transformers, replace high voltage power grids, replace post insulators, replace pass through bushings, replace grounding tools, replace flush nozzles, upgrade the purge air system, add an outlet demisting system with flushing and include a tube cooling system with hoods and vane axial fans for improved tube cleaning; install three new EVO regenerative thermal oxidizers (RTOs) Model 316-D4, consisting of a combustion chamber, rechargeable ceramic heat transfer media, an induced draft fan and isolation, a supplemental fuel system, a rotary air distributor, RTO spare critical components, a 120 x 330 foot concrete pad for the RTOs to sit on, a 42 x20 foot RTO MCC building adjacent to the RTOs, a gravel road around the RTO and motor control building for access and maintenance, site prep and utilities, and access stairways. | The following property is used 100% for pollution control to meet or exceed federal or state regulations: Replacement of ducts from cyclones to the Wet Electrostatic Precipitator (WESP) with a 304L stainless steel tapered duct; duct system upgrade consisting of dampers, two recycle pumps, water recirculation system, structural steel, foundations, catwalks, lighting, and spray bars; WESP upgrades to allow for field isolation of sections for flushing, upgrade transformers, replace high voltage power grids, replace post insulators, replace pass through bushings, replace grounding tools, replace flush nozzles, upgrade the purge air system, add an outlet demisting system with flushing and include a tube cooling system with hoods and vane axial fans for improved tube cleaning; install three new EVO regenerative thermal oxidizers (RTOs) Model 316-D4, consisting of a combustion chamber, rechargeable ceramic heat transfer media, an induced draft fan and isolation, a supplemental fuel system, a rotary air distributor, RTO spare critical components, a 120 x 330 foot concrete pad for the RTOs to sit on, a 42 x20 foot RTO MCC building adjacent to the RTOs, a gravel road around the RTO and motor control building for access and maintenance, site prep and utilities, and access stairways. | 2021-11-22 | 23742916 | 100
23930 | T1 | PANDA TEMPLE POWER II LLC | PANDA TEMPLE POWER STATION | 2898 LORRAINE AVE | TEMPLE | TX | 76501 | BELL | CN604788141 | RN105380216 | Heat recovery steam generator consisting of inlet transition duct, HP superheater 2, HP reheater 2, duct burner, HP superheater 1, HP reheater 1, and HP evaporator 2. | The following property is used 65% for pollution control to meet or exceed federal or state regulations: Heat recovery steam generator consisting of inlet transition duct, HP superheater 2, HP reheater 2, duct burner, HP superheater 1, HP reheater 1, and HP evaporator 2. | 2021-04-29 | 66012459 | 65
23931 | T1 | DCO REALTY INC | FIORI | 3990 VITRUVIAN WAY | ADDISON | TX | 75001 | DALLAS | CN603309436 | RN111247557 | Structural stormwater controls consisting of drop inlets with Flex-Storm screens, stormwater drain manholes with Flex-Storm screens, and stormwater infrastructure connecting Flex-Storm screen units to the outfall. | The following property is used 100% for pollution control and is installed to meet or exceed federal or state regulations: Structural stormwater controls consisting of drop inlets with Flex-Storm screens, stormwater drain manholes with Flex-Storm screens, and stormwater infrastructure connecting Flex-Storm screen units to the outfall. | 2021-07-28 | 1250000 | 100
23932 | T1 | PANDA SHERMAN POWER LLC | PANDA SHERMAN POWER | 510 PROGRESS ST | SHERMAN | TX | 75092 | GRAYSON | CN603437898 | RN106831423 | Heat recovery steam generator consisting of inlet transition duct, HP superheater 2, HP reheater 2, duct burner, HP superheater 1, HP reheater 1, HP evaporator 2, HP evaporator 1, IP superheater, LP superheater, IP evaporator, HP economizer 2, IP economizer, HP economizer 1, LP evaporator, feedwater preheater, and exhaust stack. | The following property is used 65% for pollution control to meet or exceed federal or state regulations: Heat recovery steam generator consisting of inlet transition duct, HP superheater 2, HP reheater 2, duct burner, HP superheater 1, HP reheater 1, HP evaporator 2, HP evaporator 1, IP superheater, LP superheater, IP evaporator, HP economizer 2, IP economizer, HP economizer 1, LP evaporator, feedwater preheater, and exhaust stack. | 2021-04-30 | 64745763 | 65
23933 | T1 | DELAWARE PROCESSING LLC | TIGER PLANT | Latitude = 31.988897, Longitude = -104.057547 | Culberson County | TX | 79770 | CULBERSON | CN605469956 | RN110808417 | Enlink constructed approximately 330,000 sq feet of roadways equipped with stormwater drainage at the Tiger Plant to reduce airborne dust during vehicle operations. The project to construct the roads involved the grading of the area, installation of a 5 inch packed limestone base and several inches of packed caliche to form an impervious and permanent road surface. | A negative use determination was issued. | 2021-09-09 | 3482943 | 100
23934 | T1 | DELAWARE PROCESSING LLC | TIGER PLANT | Latitude = 31.988897, Longitude = -104.057547 | Culberson County | TX | 79770 | CULBERSON | CN605469956 | RN110808417 | Two secondary containment areas, one containing six condensate storage tanks TK-492A -F and the slop water tanks TK-461A and B, and the other containing Lube Oil Tank TK-464, Waste Lube Oil Tank TK-465, Antifreeze Tank TK-462, and Waste Antifreeze Tank TK-463. | The following property is used 100% for pollution control to meet or exceed federal or state regulations: Two secondary containment areas, one containing six condensate storage tanks TK-492A -F and the slop water tanks TK-461A and B, and the other containing Lube Oil Tank TK-464, Waste Lube Oil Tank TK-465, Antifreeze Tank TK-462, and Waste Antifreeze Tank TK-463. | 2021-08-10 | 200000 | 100
23935 | T1 | DELAWARE PROCESSING LLC | TIGER PLANT | Latitude = 31.988897, Longitude = -104.057547 | Culberson County | TX | 79770 | CULBERSON | CN605469956 | RN110808417 | Two 210-barrel slop water tanks TK-461 A and B, a 210-barrel produced water tank TK-492F, a closed drain drum with pump, six 1,000-gallon double walled sump tanks TK-486B, 487, 488, 489, 490, and 499, a 210-barrel waste lube oil tank with pumps, and a 210-barrel waste antifreeze tank. | The following property is used 100% for pollution control to meet or exceed federal or state regulations: Two 210-barrel slop water tanks TK-461 A and B, a 210-barrel produced water tank TK-492F, a closed drain drum with pump, six 1,000-gallon double walled sump tanks TK-486B, 487, 488, 489, 490, and 499, a 210-barrel waste lube oil tank with pumps, and a 210-barrel waste antifreeze tank. | 2021-08-10 | 783267 | 100
23936 | T1 | DELAWARE PROCESSING LLC | TIGER PLANT | Latitude = 31.988897, Longitude = -104.057547 | Culberson County | TX | 79770 | CULBERSON | CN605469956 | RN110808417 | Inlet separator and condensate stabilization unit CSTAB1.ted to an inlet separator. The separated liquids are routed to the condensate stabilization unit CSTAB1. Vapors from the stabilization unit are routed to the flare. Stabilization prevents vapors from flashing to atmosphere in the condensate storage tanks. This reduces VOC emissions at the facility. The condensate must be removed prior to amine treatment where the field gas is converted to sweet gas. The facility is limited to using sweet gas to fuel plant equipment such as the flares, heaters, and compressor drivers. Use of the inlet separator is necessary for the natural gas to combusted at the facility. Pollution control property is the inlet separator and condensate stabilization unit CSTAB1. | The following property is used 100% for pollution control to meet or exceed federal or state regulations: Inlet separator and condensate stabilization unit CSTAB1.ted to an inlet separator. The separated liquids are routed to the condensate stabilization unit CSTAB1. Vapors from the stabilization unit are routed to the flare. Stabilization prevents vapors from flashing to atmosphere in the condensate storage tanks. This reduces VOC emissions at the facility. The condensate must be removed prior to amine treatment where the field gas is converted to sweet gas. The facility is limited to using sweet gas to fuel plant equipment such as the flares, heaters, and compressor drivers. Use of the inlet separator is necessary for the natural gas to combusted at the facility. Pollution control property is the inlet separator and condensate stabilization unit CSTAB1. | 2021-08-10 | 6530952 | 100
23937 | T1 | HENSLEY INDUSTRIES INC | HENSLEY INDUSTRIES | 2108 JOE FIELD RD | DALLAS | TX | 75229 | DALLAS | CN600396493 | RN100689934 | Increase in stack height of 26.81 feet for Emission Point No. ST-B24. | The following property is used 100% for pollution control to meet or exceed federal or state regulations: Increase in stack height of 26.81 feet for Emission Point No. ST-B24. | 2021-12-07 | 486066 | 100
23938 | T1 | HENSLEY INDUSTRIES INC | HENSLEY INDUSTRIES | 2108 JOE FIELD RD | DALLAS | TX | 75229 | DALLAS | CN600396493 | RN100689934 | Increase in stack height of 24 feet for EPN ST-B8. | The following property is used 100% for pollution control to meet or exceed federal or state regulations: Increase in stack height of 24 feet for EPN ST-B8. | 2021-10-19 | 1087243 | 100
23939 | T1 | FLOGISTIX LP | PAMPA FACILITY | 2538 W KENTUCKY AVE | PAMPA | TX | 79065 | GRAY | CN603859968 | RN106046386 | Paint booth system consisting of the booth and filtration system. | The following property is used 100% for pollution control to meet or exceed federal or state regulations: Paint booth system consisting of the booth and filtration system. | 2021-09-09 | 168000 | 100
23940 | T1 | DCO REALTY INC | ADDISON APTS AT THE PARK | 4015 VITRUVIAN WAY | ADDISON | TX | 75001 | DALLAS | CN603309436 | RN111251286 | Structural stormwater controls consisting of drop inlets with Flex-Storm screens, stormwater drain manholes with Flex-Storm screens, and stormwater infrastructure connecting Flex-Storm screen units to the outfall. | The following property is used 100% for pollution control and is installed to meet or exceed federal or state regulations: Structural stormwater controls consisting of drop inlets with Flex-Storm screens, stormwater drain manholes with Flex-Storm screens, and stormwater infrastructure connecting Flex-Storm screen units to the outfall. | 2021-08-10 | 2453917 | 100
23941 | T1 | DCO REALTY INC | UDR LEGACY VILLAGE | 7008 BISHOP RD | PLANO | TX | 75024 | COLLIN | CN603309436 | RN111251294 | Structural stormwater controls consisting of 12 13-inch catch basins with Flex-Storm screens, four stormwater drain manholes with Flex-Storm screens, and stormwater infrastructure connecting Flex-Storm screen units to the outfall consisting of 1,460 linear feet of piping. | The following property is used 100% for pollution control and is installed to meet or exceed federal or state regulations: Structural stormwater controls consisting of 12 13-inch catch basins with Flex-Storm screens, four stormwater drain manholes with Flex-Storm screens, and stormwater infrastructure connecting Flex-Storm screen units to the outfall consisting of 1,460 linear feet of piping. | 2021-08-10 | 287400 | 100
23942 | T1 | HO CLARKE GENERATING LLC | HO CLARKE GENERATING | 12584 HIRAM CLARKE RD | HOUSTON | TX | 77045 | HARRIS | CN605746494 | RN110947363 | Stormwater outfall. | The following property is used 100% for pollution control and is installed to meet or exceed federal or state regulations: Stormwater outfall. | 2021-09-09 | 144984 | 100
23943 | T1 | HO CLARKE GENERATING LLC | HO CLARKE GENERATING | 12584 HIRAM CLARKE RD | HOUSTON | TX | 77045 | HARRIS | CN605746494 | RN110947363 | Continuous emission monitoring systems. | The following property is used 100% for pollution control and is installed to meet or exceed federal or state regulations: Continuous emission monitoring systems. | 2021-09-09 | 1198503 | 100
23944 | T1 | HO CLARKE GENERATING LLC | HO CLARKE GENERATING | 12584 HIRAM CLARKE RD | HOUSTON | TX | 77045 | HARRIS | CN605746494 | RN110947363 | Wastewater pretreatment equipment consisting of wastewater tank, an oil water separator, pumps, and piping. | The following property is used 100% for pollution control and is installed to meet or exceed federal or state regulations: Wastewater pretreatment equipment consisting of wastewater tank, an oil water separator, pumps, and piping. | 2021-09-09 | 288009 | 100
23945 | T1 | HO CLARKE GENERATING LLC | HO CLARKE GENERATING | 12584 HIRAM CLARKE RD | HOUSTON | TX | 77045 | HARRIS | CN605746494 | RN110947363 | Six selective catalytic reduction systems including associated ammonia tanks, piping, pumps, exhaust systems, and stacks. | The following property is used 100% for pollution control and is installed to meet or exceed federal or state regulations: Six selective catalytic reduction systems including associated ammonia tanks, piping, pumps, exhaust systems, and stacks. | 2021-09-09 | 37447017 | 100
23946 | T1 | DCO REALTY INC | UDR LEGACY VILLAGE | 7001 PARKWOOD BLVD | PLANO | TX | 75024 | COLLIN | CN603309436 | RN111251948 | Structural stormwater controls consisting of nine 13-inch catch basins with Flex-Storm screens, 13 stormwater drain manholes with Flex-Storm screens, and stormwater infrastructure connecting Flex-Storm screen units to the outfall consisting of 1,793 linear feet of piping. | The following property is used 100% for pollution control and is installed to meet or exceed federal or state regulations: Structural stormwater controls consisting of nine 13-inch catch basins with Flex-Storm screens, 13 stormwater drain manholes with Flex-Storm screens, and stormwater infrastructure connecting Flex-Storm screen units to the outfall consisting of 1,793 linear feet of piping. | 2021-09-09 | 310870 | 100
23947 | T1 | SHARP IRON GROUP LLC | SHARP IRON | 1206 HATTON RD | WICHITA FALLS | TX | 76302 | WICHITA | CN604072389 | RN103217287 | Blast booth system consisting of the booth, blast cabinet, and a filtration system. | The following property is used 100% for pollution control to meet or exceed federal or state regulations: Blast booth system consisting of the booth, blast cabinet, and a filtration system. | 2021-09-09 | 189249 | 100
23948 | T1 | DCO REALTY INC | LEGACY VILLAGE APTS PHASE II | 5720 SCRUGGS WAY | PLANO | TX | 75024 | COLLIN | CN603309436 | RN111252409 | Structural stormwater controls consisting of 12 drop inlets with Flex-Storm screens, four stormwater drain manholes with Flex-Storm screens, and stormwater infrastructure connecting Flex-Storm screen units to the outfall consisting of 1,460 linear feet of piping. | The following property is used 100% for pollution control to meet or exceed federal or state regulations: Structural stormwater controls consisting of 12 drop inlets with Flex-Storm screens, four stormwater drain manholes with Flex-Storm screens, and stormwater infrastructure connecting Flex-Storm screen units to the outfall consisting of 1,460 linear feet of piping. | 2021-09-09 | 287400 | 100
23949 | T1 | DCO REALTY INC | LEGACY VILLAGE 5700 SCRUGGS WAY | 5700 SCRUGGS WAY | PLANO | TX | 75024 | COLLIN | CN603309436 | RN111252490 | Structural stormwater controls consisting of 12 13-inch catch basins with Flex-Storm screens, eight stormwater drain manholes with Flex-Storm screens, and stormwater infrastructure connecting Flex-Storm screen units to the outfall consisting of 1,516 linear feet of piping. | The following property is used 100% for pollution control to meet or exceed federal or state regulations: Structural stormwater controls consisting of 12 13-inch catch basins with Flex-Storm screens, eight stormwater drain manholes with Flex-Storm screens, and stormwater infrastructure connecting Flex-Storm screen units to the outfall consisting of 1,516 linear feet of piping. | 2021-09-09 | 663445 | 100
23950 | T1 | DCO REALTY INC | UDR LEGACY VILLAGE | AT THE INTERSECTION OF PARKWOOD BLVD AND SH121 IN SE QUADRANT OF THE LEGACY VILLAGE COMPLEX | Collin County | TX | 75024 | COLLIN | CN603309436 | RN111252821 | Structural stormwater controls consisting of 32 13-inch catch basins with Flex-Storm screens, 16 stormwater drain manholes with Flex-Storm screens, and stormwater infrastructure connecting Flex-Storm screen units to the outfall consisting of 4,242 linear feet of piping. | The following property is used 100% for pollution control to meet or exceed federal or state regulations: Structural stormwater controls consisting of 32 13-inch catch basins with Flex-Storm screens, 16 stormwater drain manholes with Flex-Storm screens, and stormwater infrastructure connecting Flex-Storm screen units to the outfall consisting of 4,242 linear feet of piping. | 2021-09-10 | 1253770 | 100
23951 | T1 | GCC PERMIAN LLC | ODESSA CEMENT PLANT | 16501 W MURPHY ST | ODESSA | TX | 79763 | ECTOR | CN605260686 | RN100213305 | Raw material storage building. | The following property is used 100% for pollution control to meet or exceed federal or state regulations: Raw material storage building. | 2021-09-10 | 1631346 | 100
23952 | T1 | GCC PERMIAN LLC | ODESSA CEMENT PLANT | 16501 W MURPHY ST | ODESSA | TX | 79763 | ECTOR | CN605260686 | RN100213305 | 2020 Peterbilt 567 Guzzler Vacuum Truck. | The following property is used 100% for pollution control to meet or exceed federal or state regulations: 2020 Peterbilt 567 Guzzler Vacuum Truck. | 2021-09-10 | 372147 | 100
23953 | T1 | GCC PERMIAN LLC | ODESSA CEMENT PLANT | 16501 W MURPHY ST | ODESSA | TX | 79763 | ECTOR | CN605260686 | RN100213305 | Additions to dust control system consisting of a new VFD Fan for the GHB7 Kiln 1 Baghouse, fabrication of and lining of new duct for Kiln 2 GBH10, and replacement of the midsection of the duct between the Kiln 2 fan and the stack. | The following property is used 100% for pollution control to meet or exceed federal or state regulations: Additions to dust control system consisting of a new VFD Fan for the GHB7 Kiln 1 Baghouse, fabrication of and lining of new duct for Kiln 2 GBH10, and replacement of the midsection of the duct between the Kiln 2 fan and the stack. | 2021-09-10 | 341123 | 100
23954 | T1 | GCC PERMIAN LLC | ODESSA CEMENT PLANT | 16501 W MURPHY ST | ODESSA | TX | 79763 | ECTOR | CN605260686 | RN100213305 | Replacement of GBH7 Kiln 1 exhaust stack. | The following property is used 100% for pollution control to meet or exceed federal or state regulations: Replacement of GBH7 Kiln 1 exhaust stack. | 2021-09-10 | 448375 | 100
23955 | T1 | TIME MANUFACTURING COMPANY | TIME MANUFACTURING | 7601 IMPERIAL DR | WACO | TX | 76712 | MCLENNAN | CN600290795 | RN101376606 | Dust collection system. | The following property is used 100% for pollution control to meet or exceed federal or state regulations: Dust collection system. | 2021-09-10 | 160533 | 100
23956 | T1 | DCO REALTY INC | UDR CANAL 1 & 2 | 2061 WITTINGTON PLACE AND 1999 LAKEWAY DR CONTIGUOUS PROPERTIES | Dallas County | TX | 75234 | DALLAS | CN603309436 | RN107949190 | During Rain Events the Stormwater Infrastructure accepts first treatment by the Stormwater storage areas equipped with screens and the Inlets and Piping that are filtering said event with installation of Flex-Storm Screens by eliminating well over 90 percent of possible pollutants . The MS4 Watershed benefits from Flex-Storm Screens installed and removing pollutants during a rain even | NOD response not received | 2021-11-08 | 2350000 | 100
23957 | T1 | AIR PRODUCTS LLC | AIR PRODUCTS PORT ARTHUR FACILITY | 1801 GULFWAY DR | PORT ARTHUR | TX | 77640 | JEFFERSON | CN602299257 | RN101941284 | Rentech heat recovery steam generator equipped with a selective catalytic reduction unit. | The following property is used 65% for pollution control to meet or exceed federal or state regulations: Rentech heat recovery steam generator equipped with a selective catalytic reduction unit. | 2021-06-03 | 20900000 | 65
23958 | T1 | HENSLEY INDUSTRIES INC | HENSLEY INDUSTRIES | 2108 JOE FIELD RD | DALLAS | TX | 75229 | DALLAS | CN600396493 | RN100689934 | Oven E is a heat treatment oven. We use it to heat treat castings prior to finishing operations to remove stresses within the metal and make the casting tougher. The enclosure and stacks are to capture emissions from Oven E and discharge the emissions at a higher elevation. This decreases ground level emissions. This application does not include land. | Application returned | 2022-01-24 | 166180 | 100
23959 | T1 | HENSLEY INDUSTRIES INC | HENSLEY INDUSTRIES | 2108 JOE FIELD RD | DALLAS | TX | 75229 | DALLAS | CN600396493 | RN100689934 | Paint booth and stack at EPN ST-CWBTH. | The following property is used 100% for pollution control to meet or exceed federal or state regulations: Paint booth and stack at EPN ST-CWBTH. | 2021-10-19 | 29944 | 100
23960 | T1 | HENSLEY INDUSTRIES INC | HENSLEY INDUSTRIES | 2108 JOE FIELD RD | DALLAS | TX | 75229 | DALLAS | CN600396493 | RN100689934 | Ductwork from arc wash and torch table to baghouse B-9. | The following property is used 100% for pollution control to meet or exceed federal or state regulations: Ductwork from arc wash and torch table to baghouse B-9. | 2021-10-14 | 218875 | 100
23961 | T1 | HENSLEY INDUSTRIES INC | HENSLEY INDUSTRIES | 2108 JOE FIELD RD | DALLAS | TX | 75229 | DALLAS | CN600396493 | RN100689934 | Ductwork from Arc Wash South and Shot Blast Machine to baghouse B-14. | The following property that is used 100% for pollution control to meet or exceed federal or state regulations: Ductwork from Arc Wash South and Shot Blast Machine to baghouse B-14. | 2021-10-14 | 191061 | 100
23962 | T1 | HENSLEY INDUSTRIES INC | HENSLEY INDUSTRIES | 2108 JOE FIELD RD | DALLAS | TX | 75229 | DALLAS | CN600396493 | RN100689934 | Ductwork routing emissions from shakeout and foundry building to baghouse B-18. | The following property that is used 100% for pollution control to meet or exceed federal or state regulations: Ductwork routing emissions from shakeout and foundry building to baghouse B-18. | 2021-10-14 | 439834 | 100
23963 | T1 | HENSLEY INDUSTRIES INC | HENSLEY INDUSTRIES | 2108 JOE FIELD RD | DALLAS | TX | 75229 | DALLAS | CN600396493 | RN100689934 | Ductwork routing emissions from welding and grinding booths to baghouse B-19. | The following property that is used 100% for pollution control to meet or exceed federal or state regulations: Ductwork routing emissions from welding and grinding booths to baghouse B-19. | 2021-10-14 | 411184 | 100
23964 | T1 | HENSLEY INDUSTRIES INC | HENSLEY INDUSTRIES | 2108 JOE FIELD RD | DALLAS | TX | 75229 | DALLAS | CN600396493 | RN100689934 | Ductwork routing emissions from the Argon Oxygen Decarburization Vessel to baghouse B-8. | The following property that is used 100% for pollution control to meet or exceed federal or state regulations: Ductwork routing emissions from the Argon Oxygen Decarburization Vessel to baghouse B-8. | 2021-10-14 | 70998 | 100
23965 | T1 | HENSLEY INDUSTRIES INC | HENSLEY INDUSTRIES | 2108 JOE FIELD RD | DALLAS | TX | 75229 | DALLAS | CN600396493 | RN100689934 | Ductwork routing emissions from welding and grinding finishing operations area to baghouse B-20. | The following property is used 100% for pollution control to meet or exceed federal or state regulations: Ductwork routing emissions from welding and grinding finishing operations area to baghouse B-20. | 2021-09-07 | 292250 | 100
23966 | T1 | HENSLEY INDUSTRIES INC | HENSLEY INDUSTRIES | 2108 JOE FIELD RD | DALLAS | TX | 75229 | DALLAS | CN600396493 | RN100689934 | Ductwork routing emissions from the core and mold making operations to baghouse B-21. | The following property that is used 100% for pollution control to meet or exceed federal or state regulations: Ductwork routing emissions from the core and mold making operations to baghouse B-21. | 2021-10-14 | 253295 | 100
23967 | T1 | HENSLEY INDUSTRIES INC | HENSLEY INDUSTRIES | 2108 JOE FIELD RD | DALLAS | TX | 75229 | DALLAS | CN600396493 | RN100689934 | Ductwork routing emissions from welding operations to baghouse B-11. | The following property that is used 100% for pollution control to meet or exceed federal or state regulations: Ductwork routing emissions from welding operations to baghouse B-11. | 2021-10-14 | 178433 | 100
23968 | T1 | BRASKEM AMERICA INC | BRASKEM AMERICA | 8811 STRANG RD | LA PORTE | TX | 77571 | HARRIS | CN603921271 | RN102888328 | Extruder vent filter, pellet blender filter, elutriator filter, and railcar cleaning filter. | Application returned | 2022-02-18 | 5191349 | 100
23969 | T1 | BRASKEM AMERICA INC | BRASKEM AMERICA | 8811 STRANG RD | LA PORTE | TX | 77571 | HARRIS | CN603921271 | RN102888328 | Flare system consisting of flare header, knock-out drum, two pumps, and temperature, pressure, and flow instrumentation. | The following property is used 100% for pollution control and is installed to meet or exceed federal or state regulations: Flare system consisting of flare header, knock-out drum, two pumps, and temperature, pressure, and flow instrumentation. | 2021-11-29 | 11764700 | 100
23970 | T1 | BRASKEM AMERICA INC | BRASKEM AMERICA | 8811 STRANG RD | LA PORTE | TX | 77571 | HARRIS | CN603921271 | RN102888328 | Wastewater and skimming system consisting of wastewater sumps, chambers used to hold wastewater, pellet skimming pumps and filters, and settling ponds. | Application returned | 2022-02-18 | 1846667 | 100
23971 | T1 | AKITA DRILLING USA CORP | DRILLING RIG NUMBER 90 | 12120 JORDY RD | MIDLAND | TX | 79707 | MIDLAND | CN605543982 | RN110756558 | Mud recycling system consisting of the shaker tank system and shale shaker. | The following property is used 100% for pollution control to meet or exceed federal or state regulations: Mud recycling system consisting of the shaker tank system and shale shaker. | 2021-09-10 | 938464 | 100
23972 | T1 | AKITA DRILLING USA CORP | DRILLING RIG NUMBER 90 | 12120 JORDY RD | MIDLAND | TX | 79707 | MIDLAND | CN605543982 | RN110756558 | Drilling rig response system consisting of ram-type blowout preventer, choke manifold units, and accumulators. | The following property is used 100% for pollution control to meet or exceed federal or state regulations: Drilling rig response system consisting of ram-type blowout preventer, choke manifold units, and accumulators. | 2021-09-10 | 786051 | 100
23973 | T1 | THE LUBRIZOL CORPORATION | LUBRIZOL DEER PARK | 41 TIDAL RD | DEER PARK | TX | 77536 | HARRIS | CN600269617 | RN100221589 | Emissions control system for the 156 Unit compromised of a wet scrubber consisting of two-stage water absorption system, all electrical wiring and connectors, instrumentation, concrete and steel structural supports, exhaust stack, and piping, pumps, flow meters, and valves, used solely to handle the water utilized by the scrubber and necessary to the operation of the scrubber; and a thermal oxidizer including all electrical wiring and connectors, instrumentation, concrete and steel structural supports, and natural gas fuel piping, used solely to provide natural gas fuel to the thermal oxidizer and necessary to the operation of the thermal oxidizer. | The following property is used 100% for pollution control to meet or exceed federal or state regulations: Emissions control system for the 156 Unit compromised of a wet scrubber consisting of two-stage water absorption system, all electrical wiring and connectors, instrumentation, concrete and steel structural supports, exhaust stack, and piping, pumps, flow meters, and valves, used solely to handle the water utilized by the scrubber and necessary to the operation of the scrubber; and a thermal oxidizer including all electrical wiring and connectors, instrumentation, concrete and steel structural supports, and natural gas fuel piping, used solely to provide natural gas fuel to the thermal oxidizer and necessary to the operation of the thermal oxidizer. | 2021-09-10 | 13750000 | 100
23974 | T1 | LONE STAR INDUSTRIES INC | BUZZI UNICEM USA | 202 COUNTY ROAD 306 | MARYNEAL | TX | 79535 | NOLAN | CN600363683 | RN100220847 | Dust collector. | The following property is used 100% for pollution control to meet or exceed federal or state regulations: Dust collector. | 2021-10-25 | 211940.57 | 100
23975 | T2 | CORPUS CHRISTI LIQUEFACTION LLC | CORPUS CHRISTI LIQUEFACTION | 622 HWY 35 | GREGORY | TX | 78359 | SAN PATRICIO | CN604136374 | RN104104716 | 3,072 feet of vapor fence along the onshore portion of the facility and 1,248 feet of vapor fence around the marine facilities consisting of steel posts with impervious wall panels ranging in height from 10 to 20 feet. | The following property is used 100% for pollution control to meet or exceed federal or state regulations: 3,072 feet of vapor fence along the onshore portion of the facility and 1,248 feet of vapor fence around the marine facilities consisting of steel posts with impervious wall panels ranging in height from 10 to 20 feet. | 2021-10-04 | 8400000 | 100
23976 | T1 | BKV BARNETT LLC | N TARRANT SWD | Latitude = 32.983544, Longitude = -97.428841 | Tarrant County | TX | 76179 | TARRANT | CN605841162 | RN111320883 | N TARRANT SWD saltwater disposal well site consisting of 14 1,000-barrel water tanks, two 535-barrel treatment tanks with containment, one 1,300-gallon treatment tank with containment, three transfer pumps, one 95-foot x 25-foot steel berm, one 245-foot x 121-foot steel berm, filters, wellhead, well casing, tubing, meters, valves, and piping. | The following property is used 100% for pollution control to meet or exceed federal or state regulations: N TARRANT SWD saltwater disposal well site consisting of 14 1,000-barrel water tanks, two 535-barrel treatment tanks with containment, one 1,300-gallon treatment tank with containment, three transfer pumps, one 95-foot x 25-foot steel berm, one 245-foot x 121-foot steel berm, filters, wellhead, well casing, tubing, meters, valves, and piping. | 2021-09-10 | 3000000 | 100
23977 | T1 | ANGELINA FOREST PRODUCTS LLC | SAWMILL WATER PROTECTION | 3935 FM 326 | LUFKIN | TX | 75901 | ANGELINA | CN605533249 | RN110406907 | Grates, channels in concrete and paving, piping, sumps, pumps, tanks, a PH adjustment system conditioning unit, dewatering screens, and a monitoring system. | The following property that is used 100% for pollution control to meet or exceed federal or state regulations: Grates, channels in concrete and paving, piping, sumps, pumps, tanks, a PH adjustment system conditioning unit, dewatering screens, and a monitoring system. | 2021-10-15 | 3467000 | 100
23978 | T1 | ANGELINA FOREST PRODUCTS LLC | SAWMILL DUST CONTROL | 3935 FM 326 | LUFKIN | TX | 75901 | ANGELINA | CN605533249 | RN110406907 | Dust control system consisting of a bag house, dust collectors, ductwork and chutes to gather sawdust, bins, bin vents, hog system, screens, fans, tarping, enclosures for the hog system and truck loading, enclosures on chutes to the silos, blowers, and two sweepers. | The following property that is used 100% for pollution control to meet or exceed federal or state regulations: Dust control system consisting of a bag house, dust collectors, ductwork and chutes to gather sawdust, bins, bin vents, hog system, screens, fans, tarping, enclosures for the hog system and truck loading, enclosures on chutes to the silos, blowers, and two sweepers. | 2021-10-15 | 15448000 | 100
23979 | T1 | STEVES & SONS INC | STEVES AND SONS | 203 HUMBLE AVE | SAN ANTONIO | TX | 78225 | BEXAR | CN601425234 | RN101867984 | Four baghouse dust collectors and associated programmable logic controllers. | The following property is used 100% for pollution control to meet or exceed federal or state regulations: Four baghouse dust collectors and associated programmable logic controllers. | 2021-12-21 | 1132071 | 100
23980 | T1 | SIGMA AGRISCIENCE LLC | SIGMA AGRISCIENCE BOLING FERTILIZER PLANT | 2565 FM 1096 | Wharton County | TX | 77420 | WHARTON | CN604131755 | RN105211619 | Regenerative thermal oxidizer. | The following property is used 100% for pollution control and is installed to meet or exceed federal or state regulations: Regenerative thermal oxidizer. | 2021-11-29 | 699954 | 100
23981 | T1 | W&W-AFCO STEEL LLC | SAN ANGELO AIR PROTECTION | 808 W 29TH ST | SAN ANGELO | TX | 76903 | TOM GREEN | CN605166586 | RN100680081 | Dust control system consisting of five booths enclosing paint and blast equipment, duct collectors, a dust collector system, a blower, ductwork, filters, a filter cleaning system, a discharge mechanism for dust removal, and a dust storage receptacle. | The following property is used 100% for pollution control to meet or exceed federal or state regulations: Dust control system consisting of five booths enclosing paint and blast equipment, duct collectors, a dust collector system, a blower, ductwork, filters, a filter cleaning system, a discharge mechanism for dust removal, and a dust storage receptacle. | 2021-12-08 | 3882206 | 100
23982 | T1 | W&W-AFCO STEEL LLC | AIR & WATER PROTECTION | 2221 ERSKINE ST | LUBBOCK | TX | 79415 | LUBBOCK | CN605166586 | RN100586908 | Dust control system consisting of a paint/blast building, dust collector, blower, ductwork system, filter, filter cleaning system, dust discharge mechanism, dust receptacle, and dust removal system. | The following property is used 100% for pollution control to meet or exceed federal or state regulations: Dust control system consisting of a paint/blast building, dust collector, blower, ductwork system, filter, filter cleaning system, dust discharge mechanism, dust receptacle, and dust removal system. | 2021-12-08 | 209910 | 100
23983 | T1 | W&W-AFCO STEEL LLC | AIR PROTECTION | 771 VIRGIL ST | ABILENE | TX | 79602 | TAYLOR | CN605166586 | RN102711280 | Dust control system consisting of a paint/blast building, dust collector, blower, ductwork system, filter, filter cleaning system, dust discharge mechanism, dust receptacle, and dust removal system. | The following property is used 100% for pollution control to meet or exceed federal or state regulations: Dust control system consisting of a paint/blast building, dust collector, blower, ductwork system, filter, filter cleaning system, dust discharge mechanism, dust receptacle, and dust removal system. | 2021-12-21 | 908005 | 100
23984 | T1 | ELECTRONIC WASTE PROCESSING | ELECTRONIC WASTE PROCESSING | 140 N MCLENNAN DR | ELM MOTT | TX | 76640 | MCLENNAN | CN605914373 | RN111300729 | High efficiency cyclone and Torrit Downflow Evolution Model DFE 3-6 dust collector. | The following property is used 100% for pollution control and is installed to meet or exceed federal or state regulations: High efficiency cyclone and Torrit Downflow Evolution Model DFE 3-6 dust collector. | 2021-09-27 | 70000 | 100
23985 | T1 | PTCAA TEXAS LP | FLYING J TRAVEL PLAZA 725 | 1876 EAST FWY | BAYTOWN | TX | 77521 | HARRIS | CN602677585 | RN104638721 | T4 Overfill Alarms An external signaling device attached to the automatic gauging system which signals a spill or overfill in the system. This helps prevent liquid fuels products from entering in the immediate watershed. T10 Double Walled USTs Double walled USTs, in concert with secondary containment measures, are installed to prevent discharges, excursions and other leaks which significantly minimize the potential for liquid fuels and other Pollutants from being introduced into the immediate Watershed and Groundwater Sources T11 Double Walled Piping Double walled piping in concert with secondary containment measures are installed to prevent discharges, excursions and leaks which significantly minimize the potential for liquid fuels from being introduced into the immediate Watershed and Groundwater Sources. T12 Tank Sumps Liquid tight container to contain leaks or spills that involve tank top fittings and equipment. Sumps shall help to contain spills and leaks from being introduced into the immediate Watershed and Groundwater Sources. T15 Concrete Paving over USTs and Fuel Lines Reinforced Concrete Paving placed over a base material and level up course of Ty D Asphalt, ensures a rigid barrier protection to the Underground USTs and Equipment intended to furnish Fuel at the Pumps. Concrete Paving shall protect such USTs and Equipment from rupturing by surface elevations collapsing under excessive weight and prolonged use by vehicular traffic. T20 Automatic Tank Gauging The Tank Gauging Probe and Control Console monitors the possible release of Fuel Products, that if not detected pose a risk of entering into the immediate Watershed and Groundwater Sources. T22 Monitoring of Secondary Equipment Liquid Fuel Sensors installed between the double walled USTs and Double walled piping monitor for possible excursions and leaks in the immediate Watershed and Groundwater Sources. T23 Automatic Line Leak Detectors Installed at each Pump this feature is designed to detect leaks and excursions in the Underground double walled piping, which prevents potential introduction of Fuels into the immediate Watershed and Groundwater Sources T40 Stage I Vapor Recovery Installed at each PST Tank to prevent Vapor Emissions during Tanker Trunk refilling of said PST Tanks which protects Individuals onsite from these fugitive emissions | Application returned | 2021-11-29 | 2121297 | 100
23986 | T1 | PTCAA TEXAS LP | FLYING J 1057 | 1305 LA PORTE FWY | PASADENA | TX | 77506 | HARRIS | CN602677585 | RN108908013 | Overfill alarms; tank top sumps; automatic tank gauging; automatic line leak detectors; liquid fuel sensors installed between the double walls of tanks and pipes to monitor for leaks; the incremental difference in cost between one 30,000-gallon, one 25,000-gallon, and three 20,000-gallon double-walled tanks and comparable single-walled tanks; the incremental difference in cost between double-walled piping and single-walled piping; and the incremental difference in cost between the concrete paving covering the underground tanks and pipes and the other paving at the facility calculated using the difference in cost per square foot. | The following property is used 100% for pollution control and is installed to meet or exceed federal or state regulations: Overfill alarms; tank top sumps; automatic tank gauging; automatic line leak detectors; liquid fuel sensors installed between the double walls of tanks and pipes to monitor for leaks; the incremental difference in cost between one 30,000-gallon, one 25,000-gallon, and three 20,000-gallon double-walled tanks and comparable single-walled tanks; the incremental difference in cost between double-walled piping and single-walled piping; and the incremental difference in cost between the concrete paving covering the underground tanks and pipes and the other paving at the facility calculated using the difference in cost per square foot. | 2022-01-27 | 1841650 | 100
23987 | T1 | PTCAA TEXAS LP | FLYING J TRAVEL PLAZA 729 | 15919 NORTH FWY | HOUSTON | TX | 77090 | HARRIS | CN602677585 | RN102030350 | Overfill alarms; tank top sumps; automatic tank gauging; automatic line leak detectors; liquid fuel sensors installed between the double walls of tanks and pipes to monitor for leaks; the incremental difference in cost between four 20,000-gallon and two 12,000-gallon double-walled tanks and comparable single-walled tanks; the incremental difference in cost between double-walled piping and single-walled piping; and the incremental difference in cost between the concrete paving covering the underground tanks and pipes and the other paving at the facility calculated using the difference in cost per square foot. | The following property is used 100% for pollution control and is installed to meet or exceed federal or state regulations: Overfill alarms; tank top sumps; automatic tank gauging; automatic line leak detectors; liquid fuel sensors installed between the double walls of tanks and pipes to monitor for leaks; the incremental difference in cost between four 20,000-gallon and two 12,000-gallon double-walled tanks and comparable single-walled tanks; the incremental difference in cost between double-walled piping and single-walled piping; and the incremental difference in cost between the concrete paving covering the underground tanks and pipes and the other paving at the facility calculated using the difference in cost per square foot. | 2022-01-27 | 1774700 | 100
23988 | T1 | PTCAA TEXAS LP | PILOT TRAVEL CENTER 1025 | 102 SHELDON RD | CHANNELVIEW | TX | 77530 | HARRIS | CN602677585 | RN108335605 | Overfill alarms; tank top sumps; automatic tank gauging; automatic line leak detectors; liquid fuel sensors installed between the double walls of tanks and pipes to monitor for leaks; the incremental difference in cost between four 20,000-gallon and one 25,000-gallon double-walled tanks and comparable single-walled tanks; the incremental difference in cost between double-walled piping and single-walled piping; and the incremental difference in cost between the concrete paving covering the underground tanks and pipes and the other paving at the facility calculated using the difference in cost per square foot. | The following property is used 100% for pollution control and is installed to meet or exceed federal or state regulations: Overfill alarms; tank top sumps; automatic tank gauging; automatic line leak detectors; liquid fuel sensors installed between the double walls of tanks and pipes to monitor for leaks; the incremental difference in cost between four 20,000-gallon and one 25,000-gallon double-walled tanks and comparable single-walled tanks; the incremental difference in cost between double-walled piping and single-walled piping; and the incremental difference in cost between the concrete paving covering the underground tanks and pipes and the other paving at the facility calculated using the difference in cost per square foot. | 2021-11-29 | 1738650 | 100
23989 | T1 | PILOT TRAVEL CENTERS LLC | FLYING J TRAVEL PLAZA 723 | 9601 IH 40 E | AMARILLO | TX | 79111 | POTTER | CN600827554 | RN102052347 | Overfill alarms; tank top sumps; automatic tank gauging; automatic line leak detectors; liquid fuel sensors installed between the double walls of tanks and pipes to monitor for leaks; the incremental difference in cost between three 20,000-gallon, one 15,000-gallon, and three 12,000-gallon double-walled tanks and comparable single-walled tanks; the incremental difference in cost between double-walled piping and single-walled piping; the incremental difference in cost between the concrete paving covering the underground tanks and pipes and the other paving at the facility calculated using the difference in cost per square foot; and 261,360 square feet of land containing a stormwater quality pond and pilot channels. | The following property is used 100% for pollution control and is installed to meet or exceed federal or state regulations: Overfill alarms; tank top sumps; automatic tank gauging; automatic line leak detectors; liquid fuel sensors installed between the double walls of tanks and pipes to monitor for leaks; the incremental difference in cost between three 20,000-gallon, one 15,000-gallon, and three 12,000-gallon double-walled tanks and comparable single-walled tanks; the incremental difference in cost between double-walled piping and single-walled piping; the incremental difference in cost between the concrete paving covering the underground tanks and pipes and the other paving at the facility calculated using the difference in cost per square foot; and 261,360 square feet of land containing a stormwater quality pond and pilot channels. | 2022-01-27 | 1767200 | 100
23990 | T1 | PILOT TRAVEL CENTERS LLC | FLYING J TRAVEL PLAZA 727 | 1305 E MONTE CRISTO RD | EDINBURG | TX | 78542 | HIDALGO | CN600827554 | RN104590583 | T4 Overfill Alarms An external signaling device attached to the automatic gauging system which signals a spill or overfill in the system. This helps prevent liquid fuels products from entering in the immediate watershed. T10 Double Walled USTs Double walled USTs, in concert with secondary containment measures, are installed to prevent discharges, excursions and other leaks which significantly minimize the potential for liquid fuels and other Pollutants from being introduced into the immediate Watershed and Groundwater Sources T11 Double Walled Piping Double walled piping in concert with secondary containment measures are installed to prevent discharges, excursions and leaks which significantly minimize the potential for liquid fuels from being introduced into the immediate Watershed and Groundwater Sources. T12 Tank Sumps Liquid tight container to contain leaks or spills that involve tank top fittings and equipment. Sumps shall help to contain spills and leaks from being introduced into the immediate Watershed and Groundwater Sources. T15 Concrete Paving over USTs and Fuel Lines Reinforced Concrete Paving placed over a base material and level up course of Ty D Asphalt, ensures a rigid barrier protection to the Underground USTs and Equipment intended to furnish Fuel at the Pumps. Concrete Paving shall protect such USTs and Equipment from rupturing by surface elevations collapsing under excessive weight and prolonged use by vehicular traffic. T20 Automatic Tank Gauging The Tank Gauging Probe and Control Console monitors the possible release of Fuel Products, that if not detected pose a risk of entering into the immediate Watershed and Groundwater Sources. T22 Monitoring of Secondary Equipment Liquid Fuel Sensors installed between the double walled USTs and Double walled piping monitor for possible excursions and leaks in the immediate Watershed and Groundwater Sources. T23 Automatic Line Leak Detectors Installed at each Pump this feature is designed to detect leaks and excursions in the Underground double walled piping, which prevents potential introduction of Fuels into the immediate Watershed and Groundwater Sources | Application returned | 2022-01-27 | 1188650 | 100
23991 | T1 | PILOT TRAVEL CENTERS LLC | FLYING J FLYING PLAZA 739 | 2409 S NEW RD | WACO | TX | 76711 | MCLENNAN | CN600827554 | RN102005410 | Overfill alarms; tank top sumps; automatic tank gauging; automatic line leak detectors; liquid fuel sensors installed between the double walls of tanks and pipes to monitor for leaks; the incremental difference in cost between five 20,000-gallon, one 15,000-gallon, and one 12,000-gallon double-walled tanks and comparable single-walled tanks; the incremental difference in cost between double-walled piping and single-walled piping; and the incremental difference in cost between the concrete paving covering the underground tanks and pipes and the other paving at the facility calculated using the difference in cost per square foot. | The following property is used 100% for pollution control and is installed to meet or exceed federal or state regulations: Overfill alarms; tank top sumps; automatic tank gauging; automatic line leak detectors; liquid fuel sensors installed between the double walls of tanks and pipes to monitor for leaks; the incremental difference in cost between five 20,000-gallon, one 15,000-gallon, and one 12,000-gallon double-walled tanks and comparable single-walled tanks; the incremental difference in cost between double-walled piping and single-walled piping; and the incremental difference in cost between the concrete paving covering the underground tanks and pipes and the other paving at the facility calculated using the difference in cost per square foot. | 2021-11-29 | 1693175 | 100
23992 | T1 | PILOT TRAVEL CENTERS LLC | FLYING J TRAVEL PLAZA | 23412 STATE HIGHWAY 242 | NEW CANEY | TX | 77357 | MONTGOMERY | CN600827554 | RN104196936 | Overfill alarms; tank top sumps; automatic tank gauging; automatic line leak detectors; liquid fuel sensors installed between the double walls of tanks and pipes to monitor for leaks; the incremental difference in cost between five 20,000-gallon and one 12,000-gallon double-walled tanks and comparable single-walled tanks; the incremental difference in cost between double-walled piping and single-walled piping; and the incremental difference in cost between the concrete paving covering the underground tanks and pipes and the other paving at the facility calculated using the difference in cost per square foot. | The following property is used 100% for pollution control and is installed to meet or exceed federal or state regulations: Overfill alarms; tank top sumps; automatic tank gauging; automatic line leak detectors; liquid fuel sensors installed between the double walls of tanks and pipes to monitor for leaks; the incremental difference in cost between five 20,000-gallon and one 12,000-gallon double-walled tanks and comparable single-walled tanks; the incremental difference in cost between double-walled piping and single-walled piping; and the incremental difference in cost between the concrete paving covering the underground tanks and pipes and the other paving at the facility calculated using the difference in cost per square foot. | 2022-01-20 | 1288650 | 100
23993 | T1 | PILOT TRAVEL CENTERS LLC | PILOT TRAVEL CENTER 467 | 4105 S LOOP 1604 E | SAN ANTONIO | TX | 78264 | BEXAR | CN600827554 | RN106551898 | Overfill alarms; tank top sumps; automatic tank gauging; automatic line leak detectors; liquid fuel sensors installed between the double walls of tanks and pipes to monitor for leaks; the incremental difference in cost between four 20,000 and one 25,000-gallon double-walled tanks and comparable single-walled tanks; the incremental difference in cost between double-walled piping and single-walled piping; and the incremental difference in cost between the concrete paving covering the underground tanks and pipes and the other paving at the facility calculated using the difference in cost per square foot. | The following property is used 100% for pollution control and is installed to meet or exceed federal or state regulations: Overfill alarms; tank top sumps; automatic tank gauging; automatic line leak detectors; liquid fuel sensors installed between the double walls of tanks and pipes to monitor for leaks; the incremental difference in cost between four 20,000 and one 25,000-gallon double-walled tanks and comparable single-walled tanks; the incremental difference in cost between double-walled piping and single-walled piping; and the incremental difference in cost between the concrete paving covering the underground tanks and pipes and the other paving at the facility calculated using the difference in cost per square foot. | 2021-11-29 | 1475125 | 100
23994 | T1 | PILOT TRAVEL CENTERS LLC | FLYING J TRAVEL PLAZA 730 | 1011 BELTWAY PKWY | LAREDO | TX | 78045 | WEBB | CN600827554 | RN105012819 | Overfill alarms; tank top sumps; automatic tank gauging; automatic line leak detectors; liquid fuel sensors installed between the double walls of tanks and pipes to monitor for leaks; the incremental difference in cost between six 20,000 and one 8,000-gallon double-walled tanks and comparable single-walled tanks; the incremental difference in cost between double-walled piping and single-walled piping; and the incremental difference in cost between the concrete paving covering the underground tanks and pipes and the other paving at the facility calculated using the difference in cost per square foot. | The following property is used 100% for pollution control and is installed to meet or exceed federal or state regulations: Overfill alarms; tank top sumps; automatic tank gauging; automatic line leak detectors; liquid fuel sensors installed between the double walls of tanks and pipes to monitor for leaks; the incremental difference in cost between six 20,000 and one 8,000-gallon double-walled tanks and comparable single-walled tanks; the incremental difference in cost between double-walled piping and single-walled piping; and the incremental difference in cost between the concrete paving covering the underground tanks and pipes and the other paving at the facility calculated using the difference in cost per square foot. | 2021-11-29 | 1659175 | 100
23995 | T1 | PILOT TRAVEL CENTERS LLC | FLYING J TRAVEL PLAZA | 34100 LYNDON B JOHNSON FWY | DALLAS | TX | 75241 | DALLAS | CN600827554 | RN100524149 | Overfill alarms; tank top sumps; automatic tank gauging; automatic line leak detectors; liquid fuel sensors installed between the double walls of tanks and pipes to monitor for leaks; the incremental difference in cost between four 20,000 and three 12,000-gallon double-walled tanks and comparable single-walled tanks; the incremental difference in cost between double-walled piping and single-walled piping; and the incremental difference in cost between the concrete paving covering the underground tanks and pipes and the other paving at the facility calculated using the difference in cost per square foot. | The following property is used 100% for pollution control and is installed to meet or exceed federal or state regulations: Overfill alarms; tank top sumps; automatic tank gauging; automatic line leak detectors; liquid fuel sensors installed between the double walls of tanks and pipes to monitor for leaks; the incremental difference in cost between four 20,000 and three 12,000-gallon double-walled tanks and comparable single-walled tanks; the incremental difference in cost between double-walled piping and single-walled piping; and the incremental difference in cost between the concrete paving covering the underground tanks and pipes and the other paving at the facility calculated using the difference in cost per square foot. | 2021-11-29 | 1566175 | 100
23996 | T1 | PILOT TRAVEL CENTERS LLC | FLYING J TRAVEL PLAZA 738 | 101 N FM 707 | TYE | TX | 79563 | TAYLOR | CN600827554 | RN102045473 | Overfill alarms; tank top sumps; automatic tank gauging; automatic line leak detectors; liquid fuel sensors installed between the double walls of tanks and pipes to monitor for leaks; the incremental difference in cost between five 20,000-gallon, and one 12,000-gallon double-walled tanks and comparable single-walled tanks; the incremental difference in cost between double-walled piping and single-walled piping; and the incremental difference in cost between the concrete paving covering the underground tanks and pipes and the other paving at the facility calculated using the difference in cost per square foot; stormwater lift station, paved pilot channel, and stormwater quality swale serving detention acreage. | The following property is used 100% for pollution control and is installed to meet or exceed federal or state regulations: Overfill alarms; tank top sumps; automatic tank gauging; automatic line leak detectors; liquid fuel sensors installed between the double walls of tanks and pipes to monitor for leaks; the incremental difference in cost between five 20,000-gallon, and one 12,000-gallon double-walled tanks and comparable single-walled tanks; the incremental difference in cost between double-walled piping and single-walled piping; and the incremental difference in cost between the concrete paving covering the underground tanks and pipes and the other paving at the facility calculated using the difference in cost per square foot; stormwater lift station, paved pilot channel, and stormwater quality swale serving detention acreage. | 2022-01-20 | 2304081 | 100
23997 | T1 | PILOT TRAVEL CENTERS LLC | PILOT TRAVEL CENTER 1054 | 10700 US HIGHWAY 183 N | MUSTANG RIDGE | TX | 78610 | CALDWELL | CN600827554 | RN103952347 | Overfill alarms; tank top sumps; automatic tank gauging; automatic line leak detectors; liquid fuel sensors installed between the double walls of tanks and pipes to monitor for leaks; the incremental difference in cost between four 20,000-gallon double-walled tanks and comparable single-walled tanks; the incremental difference in cost between double-walled piping and single-walled piping; and the incremental difference in cost between the concrete paving covering the underground tanks and pipes and the other paving at the facility calculated using the difference in cost per square foot. | The following property is used 100% for pollution control and is installed to meet or exceed federal or state regulations: Overfill alarms; tank top sumps; automatic tank gauging; automatic line leak detectors; liquid fuel sensors installed between the double walls of tanks and pipes to monitor for leaks; the incremental difference in cost between four 20,000-gallon double-walled tanks and comparable single-walled tanks; the incremental difference in cost between double-walled piping and single-walled piping; and the incremental difference in cost between the concrete paving covering the underground tanks and pipes and the other paving at the facility calculated using the difference in cost per square foot. | 2021-11-29 | 1066175 | 100
23998 | T1 | ACME BRICK COMPANY | ACME BRICK ABLE PIT | Latitude = 29.838611, Longitude = -96.206388 | Austin County | TX | 76205 | AUSTIN | CN600124549 | RN103726832 | Pollution control device that captures pollutants from the exhaust gases generated from the brick firing process. It does not include any land. | NOD response not received | 2022-01-24 | 1396688 | 100
23999 | T1 | ACME BRICK ELGIN PLANT | ACME BRICK ELGIN PLANT | 1776 OLD MCDADE RD | ELGIN | TX | 78621 | BASTROP | CN602822884 | RN100225846 | Pollution control device that captures pollutants from the exhaust gases generated from the brick firing process. Fan that pulls the air through the scrubber to make it function. Stack that the exhaust gases are pushed up and out into the atmosphere from the scrubber exhaust fan. | NOD response not received | 2022-01-24 | 2110766 | 100
24000 | T1 | ACME BRICK COMPANY | ACME BRICK | 218 DANIELS ST | DENTON | TX | 76205 | DENTON | CN600124549 | RN102917549 | Dust collector along with the associated ducting and hoods to capture dust from the manufacturing process. Preventing silica exposure to associates. | NOD response not received | 2022-01-24 | 342159 | 100
24001 | T1 | ACME BRICK COMPANY | ACME BRICK COMPANY BENNETT PLANT | 2350 BENNETT RD | MILLSAP | TX | 76066 | PARKER | CN600124549 | RN100225184 | Bags within scrubbers have a finite life and sometimes fail prematurely. When this occurs replacement of the bag/bags is necessary. Bag leak detectors provide indication if particulate is found to be escaping the scrubber in the exhaust gases. | NOD response not received | 2022-01-24 | 16250 | 100
24002 | T1 | ACME BRICK COMPANY | ACME BRICK COMPANY BENNETT PLANT | 2350 BENNETT RD | MILLSAP | TX | 76066 | PARKER | CN600124549 | RN100225184 | Filter bags are fitted over metal cages and then inserted in the scrubber through the tube sheet. Exhaust gases from the kiln are injected with hydrated lime to capture pollutants. This lime is captured on the exterior of the bags and the air is filtered through the bags, up through the tube sheet and exhausted out of the scrubber. | NOD response not received | 2022-01-24 | 49193 | 100
24003 | T1 | PILOT TRAVEL CENTERS LLC | FLYING J TRAVEL PLAZA 1206 | 700 EAST HWY 302 | KERMIT | TX | 79745 | WINKLER | CN600827554 | RN110605961 | Overfill alarms; tank top sumps; automatic tank gauging; automatic line leak detectors; liquid fuel sensors installed between the double walls of tanks and pipes to monitor for leaks; the incremental difference in cost between three 30,000-gallon and two 20,000-gallon double-walled tanks and comparable single-walled tanks; the incremental difference in cost between double-walled piping and single-walled piping; and the incremental difference in cost between the concrete paving covering the underground tanks and pipes and the other paving at the facility calculated using the difference in cost per square foot. | The following property is used 100% for pollution control and is installed to meet or exceed federal or state regulations: Overfill alarms; tank top sumps; automatic tank gauging; automatic line leak detectors; liquid fuel sensors installed between the double walls of tanks and pipes to monitor for leaks; the incremental difference in cost between three 30,000-gallon and two 20,000-gallon double-walled tanks and comparable single-walled tanks; the incremental difference in cost between double-walled piping and single-walled piping; and the incremental difference in cost between the concrete paving covering the underground tanks and pipes and the other paving at the facility calculated using the difference in cost per square foot. | 2021-11-29 | 1720125 | 100
24004 | T1 | PILOT TRAVEL CENTERS LLC | FLYING J TRAVEL PLAZA 735 | 7112 IH 10 W | ORANGE | TX | 77632 | ORANGE | CN600827554 | RN102056827 | Overfill alarms; tank top sumps; automatic tank gauging; automatic line leak detectors; liquid fuel sensors installed between the double walls of tanks and pipes to monitor for leaks; the incremental difference in cost between four 20,000-gallon and three 12,000-gallon double-walled tanks and comparable single-walled tanks; the incremental difference in cost between double-walled piping and single-walled piping; the incremental difference in cost between the concrete paving covering the underground tanks and pipes and the other paving at the facility calculated using the difference in cost per square foot; and a 13.585-acre stormwater quality pond with pilot channels. | The following property is used 100% for pollution control and is installed to meet or exceed federal or state regulations: Overfill alarms; tank top sumps; automatic tank gauging; automatic line leak detectors; liquid fuel sensors installed between the double walls of tanks and pipes to monitor for leaks; the incremental difference in cost between four 20,000-gallon and three 12,000-gallon double-walled tanks and comparable single-walled tanks; the incremental difference in cost between double-walled piping and single-walled piping; the incremental difference in cost between the concrete paving covering the underground tanks and pipes and the other paving at the facility calculated using the difference in cost per square foot; and a 13.585-acre stormwater quality pond with pilot channels. | 2022-01-21 | 1767925 | 100
24005 | T1 | PILOT TRAVEL CENTERS LLC | FLYING J TRAVEL PLAZA 740 | 204 WALLER AVE | BROOKSHIRE | TX | 77423 | WALLER | CN600827554 | RN101889343 | Overfill alarms; tank top sumps; automatic tank gauging; automatic line leak detectors; liquid fuel sensors installed between the double walls of tanks and pipes to monitor for leaks; the incremental difference in cost between four 20,000-gallon and two 12,000-gallon double-walled tanks and comparable single-walled tanks; the incremental difference in cost between double-walled piping and single-walled piping; and the incremental difference in cost between the concrete paving covering the underground tanks and pipes and the other paving at the facility calculated using the difference in cost per square foot. | The following property is used 100% for pollution control and is installed to meet or exceed federal or state regulations: Overfill alarms; tank top sumps; automatic tank gauging; automatic line leak detectors; liquid fuel sensors installed between the double walls of tanks and pipes to monitor for leaks; the incremental difference in cost between four 20,000-gallon and two 12,000-gallon double-walled tanks and comparable single-walled tanks; the incremental difference in cost between double-walled piping and single-walled piping; and the incremental difference in cost between the concrete paving covering the underground tanks and pipes and the other paving at the facility calculated using the difference in cost per square foot. | 2022-01-20 | 1582675 | 100
24006 | T1 | PILOT TRAVEL CENTERS LLC | FLYING J TRAVEL PLAZA 580 | Latitude = 31.8456, Longitude = -102.3672 | Ector County | TX | 79766 | ECTOR | CN600827554 | RN106742562 | Overfill alarms; tank top sumps; automatic tank gauging; automatic line leak detectors; liquid fuel sensors installed between the double walls of tanks and pipes to monitor for leaks; the incremental difference in cost between three 30,000-gallon and two 20,000-gallon double-walled tanks and comparable single-walled tanks; the incremental difference in cost between double-walled piping and single-walled piping; and the incremental difference in cost between the concrete paving covering the underground tanks and pipes and the other paving at the facility calculated using the difference in cost per square foot. | The following property is used 100% for pollution control and is installed to meet or exceed federal or state regulations: Overfill alarms; tank top sumps; automatic tank gauging; automatic line leak detectors; liquid fuel sensors installed between the double walls of tanks and pipes to monitor for leaks; the incremental difference in cost between three 30,000-gallon and two 20,000-gallon double-walled tanks and comparable single-walled tanks; the incremental difference in cost between double-walled piping and single-walled piping; and the incremental difference in cost between the concrete paving covering the underground tanks and pipes and the other paving at the facility calculated using the difference in cost per square foot. | 2021-11-29 | 1900125 | 100
24007 | T1 | PTCAA TEXAS LP | FLYING J TRAVEL PLAZA 733 | 602 4TH ST | LUBBOCK | TX | 79401 | LUBBOCK | CN602677585 | RN104726005 | Overfill alarms; tank top sumps; automatic tank gauging; automatic line leak detectors; liquid fuel sensors installed between the double walls of tanks and pipes to monitor for leaks; the incremental difference in cost between four 20,000-gallon and one 12,000-gallon double-walled tanks and comparable single-walled tanks; the incremental difference in cost between double-walled piping and single-walled piping; and the incremental difference in cost between the concrete paving covering the underground tanks and pipes and the other paving at the facility calculated using the difference in cost per square foot. | The following property is used 100% for pollution control and is installed to meet or exceed federal or state regulations: Overfill alarms; tank top sumps; automatic tank gauging; automatic line leak detectors; liquid fuel sensors installed between the double walls of tanks and pipes to monitor for leaks; the incremental difference in cost between four 20,000-gallon and one 12,000-gallon double-walled tanks and comparable single-walled tanks; the incremental difference in cost between double-walled piping and single-walled piping; and the incremental difference in cost between the concrete paving covering the underground tanks and pipes and the other paving at the facility calculated using the difference in cost per square foot. | 2021-11-29 | 1705125 | 100
24008 | T1 | PTCAA TEXAS LP | PILOT TRAVEL CENTER | Latitude = 36.195183, Longitude = -102.042367 | Sherman County | TX | 79084 | SHERMAN | CN602677585 | RN109157479 | Overfill alarms; tank top sumps; automatic tank gauging; automatic line leak detectors; liquid fuel sensors installed between the double walls of tanks and pipes to monitor for leaks; the incremental difference in cost between three 30,000-gallon and one 25,000-gallon double-walled tanks and comparable single-walled tanks; the incremental difference in cost between double-walled piping and single-walled piping; and the incremental difference in cost between the concrete paving covering the underground tanks and pipes and the other paving at the facility calculated using the difference in cost per square foot. | The following property is used 100% for pollution control and is installed to meet or exceed federal or state regulations: Overfill alarms; tank top sumps; automatic tank gauging; automatic line leak detectors; liquid fuel sensors installed between the double walls of tanks and pipes to monitor for leaks; the incremental difference in cost between three 30,000-gallon and one 25,000-gallon double-walled tanks and comparable single-walled tanks; the incremental difference in cost between double-walled piping and single-walled piping; and the incremental difference in cost between the concrete paving covering the underground tanks and pipes and the other paving at the facility calculated using the difference in cost per square foot. | 2022-01-12 | 2607750 | 100
24009 | T1 | PTCAA TEXAS LP | PILOT TRAVEL CENTER 1023 | 1920 E DENMAN AVE | LUFKIN | TX | 75901 | ANGELINA | CN602677585 | RN106548480 | Overfill alarms; tank top sumps; automatic tank gauging; automatic line leak detectors; liquid fuel sensors installed between the double walls of tanks and pipes to monitor for leaks; the incremental difference in cost between two 30,000-gallon, two 20,000-gallon, and one 15,000-gallon double-walled tanks and comparable single-walled tanks; the incremental difference in cost between double-walled piping and single-walled piping; and the incremental difference in cost between the concrete paving covering the underground tanks and pipes and the other paving at the facility calculated using the difference in cost per square foot. | The following property is used 100% for pollution control and is installed to meet or exceed federal or state regulations: Overfill alarms; tank top sumps; automatic tank gauging; automatic line leak detectors; liquid fuel sensors installed between the double walls of tanks and pipes to monitor for leaks; the incremental difference in cost between two 30,000-gallon, two 20,000-gallon, and one 15,000-gallon double-walled tanks and comparable single-walled tanks; the incremental difference in cost between double-walled piping and single-walled piping; and the incremental difference in cost between the concrete paving covering the underground tanks and pipes and the other paving at the facility calculated using the difference in cost per square foot. | 2022-01-12 | 2586125 | 100
24010 | T1 | ENTERPRISE TERMINALS & STORAGE LLC | RIO GRANDE TRUCK STATION FLARE | 14001 NORTH LOOP DR CLINT TX 79836 | El Paso County | TX | 79836 | EL PASO | CN605790195 | RN111368098 | Flare. | The following property is used 100% for pollution control and is installed to meet or exceed federal or state regulations: Flare. | 2022-01-06 | 33657.92 | 100
24011 | T1 | PTCAA TEXAS LP | PILOT TRAVEL CENTERS 206 | 1201 W INTERSTATE 20 | WEATHERFORD | TX | 76087 | PARKER | CN602677585 | RN102239795 | Overfill alarms; tank top sumps; automatic tank gauging; automatic line leak detectors; liquid fuel sensors installed between the double walls of tanks and pipes to monitor for leaks; the incremental difference in cost between six 20,000-gallon, one 15,000-gallon, and one 12,000-gallon double-walled tanks and comparable single-walled tanks; the incremental difference in cost between double-walled piping and single-walled piping; and the incremental difference in cost between the concrete paving covering the underground tanks and pipes and the other paving at the facility calculated using the difference in cost per square foot. | The following property is used 100% for pollution control and is installed to meet or exceed federal or state regulations: Overfill alarms; tank top sumps; automatic tank gauging; automatic line leak detectors; liquid fuel sensors installed between the double walls of tanks and pipes to monitor for leaks; the incremental difference in cost between six 20,000-gallon, one 15,000-gallon, and one 12,000-gallon double-walled tanks and comparable single-walled tanks; the incremental difference in cost between double-walled piping and single-walled piping; and the incremental difference in cost between the concrete paving covering the underground tanks and pipes and the other paving at the facility calculated using the difference in cost per square foot. | 2021-11-29 | 1982700 | 100
24012 | T1 | PTCAA TEXAS LP | PILOT TRAVEL CENTER 1002 | 3080 HIGHWAY 16 | TILDEN | TX | 78072 | MCMULLEN | CN602677585 | RN107100604 | Overfill alarms; tank top sumps; automatic tank gauging; automatic line leak detectors; liquid fuel sensors installed between the double walls of tanks and pipes to monitor for leaks; the incremental difference in cost between one 30,000-gallon, one 25,000-gallon, three 20,000-gallon, and one 12,000-gallon double-walled tanks and comparable single-walled tanks; the incremental difference in cost between double-walled piping and single-walled piping; and the incremental difference in cost between the concrete paving covering the underground tanks and pipes and the other paving at the facility calculated using the difference in cost per square foot. | The following property is used 100% for pollution control and is installed to meet or exceed federal or state regulations: Overfill alarms; tank top sumps; automatic tank gauging; automatic line leak detectors; liquid fuel sensors installed between the double walls of tanks and pipes to monitor for leaks; the incremental difference in cost between one 30,000-gallon, one 25,000-gallon, three 20,000-gallon, and one 12,000-gallon double-walled tanks and comparable single-walled tanks; the incremental difference in cost between double-walled piping and single-walled piping; and the incremental difference in cost between the concrete paving covering the underground tanks and pipes and the other paving at the facility calculated using the difference in cost per square foot. | 2022-01-03 | 1604150 | 100
24013 | T1 | PILOT TRAVEL CENTERS LLC | PILOT TRAVEL CENTER 234 | 639 STATE HIGHWAY 75 N | HUNTSVILLE | TX | 77320 | WALKER | CN600827554 | RN101801314 | Overfill alarms; tank top sumps; automatic tank gauging; automatic line leak detectors; liquid fuel sensors installed between the double walls of tanks and pipes to monitor for leaks; the incremental difference in cost between three 20,000-gallon and one 12,000-gallon double-walled tanks and comparable single-walled tanks; the incremental difference in cost between double-walled piping and single-walled piping; and the incremental difference in cost between the concrete paving covering the underground tanks and pipes and the other paving at the facility calculated using the difference in cost per square foot. | The following property is used 100% for pollution control and is installed to meet or exceed federal or state regulations: Overfill alarms; tank top sumps; automatic tank gauging; automatic line leak detectors; liquid fuel sensors installed between the double walls of tanks and pipes to monitor for leaks; the incremental difference in cost between three 20,000-gallon and one 12,000-gallon double-walled tanks and comparable single-walled tanks; the incremental difference in cost between double-walled piping and single-walled piping; and the incremental difference in cost between the concrete paving covering the underground tanks and pipes and the other paving at the facility calculated using the difference in cost per square foot. | 2021-12-08 | 1580125 | 100
24014 | T1 | PILOT TRAVEL CENTERS LLC | PILOT TRAVEL CENTER 367 | 2725 FM 1903 | CADDO MILLS | TX | 75135 | HUNT | CN600827554 | RN104533716 | Overfill alarms; tank top sumps; automatic tank gauging; automatic line leak detectors; liquid fuel sensors installed between the double walls of tanks and pipes to monitor for leaks; the incremental difference in cost between three 20,000-gallon and two 15,000-gallon double-walled tanks and comparable single-walled tanks; the incremental difference in cost between double-walled piping and single-walled piping; and the incremental difference in cost between the concrete paving covering the underground tanks and pipes and the other paving at the facility calculated using the difference in cost per square foot. | The following property is used 100% for pollution control and is installed to meet or exceed federal or state regulations: Overfill alarms; tank top sumps; automatic tank gauging; automatic line leak detectors; liquid fuel sensors installed between the double walls of tanks and pipes to monitor for leaks; the incremental difference in cost between three 20,000-gallon and two 15,000-gallon double-walled tanks and comparable single-walled tanks; the incremental difference in cost between double-walled piping and single-walled piping; and the incremental difference in cost between the concrete paving covering the underground tanks and pipes and the other paving at the facility calculated using the difference in cost per square foot. | 2021-12-08 | 1555125 | 100
24015 | T1 | PTCAA TEXAS LP | FLYING J TRAVEL PLAZA 488 | 921 N IH 35 | COTULLA | TX | 78014 | LA SALLE | CN602677585 | RN106589427 | Overfill alarms; tank top sumps; automatic tank gauging; automatic line leak detectors; liquid fuel sensors installed between the double walls of tanks and pipes to monitor for leaks; the incremental difference in cost between four 20,000-gallon and one 25,000-gallon double-walled tanks and comparable single-walled tanks; the incremental difference in cost between double-walled piping and single-walled piping; and the incremental difference in cost between the concrete paving covering the underground tanks and pipes and the other paving at the facility calculated using the difference in cost per square foot. | The following property is used 100% for pollution control and is installed to meet or exceed federal or state regulations: Overfill alarms; tank top sumps; automatic tank gauging; automatic line leak detectors; liquid fuel sensors installed between the double walls of tanks and pipes to monitor for leaks; the incremental difference in cost between four 20,000-gallon and one 25,000-gallon double-walled tanks and comparable single-walled tanks; the incremental difference in cost between double-walled piping and single-walled piping; and the incremental difference in cost between the concrete paving covering the underground tanks and pipes and the other paving at the facility calculated using the difference in cost per square foot. | 2021-12-08 | 1215125 | 100
24016 | T1 | PTCAA TEXAS LP | FLYING J TRAVEL PLAZA 741 | 2311 JACKSBORO HWY | WICHITA FALLS | TX | 76302 | WICHITA | CN602677585 | RN101760924 | Overfill alarms; tank top sumps; automatic tank gauging; automatic line leak detectors; liquid fuel sensors installed between the double walls of tanks and pipes to monitor for leaks; the incremental difference in cost between three 20,000-gallon and one 12,000-gallon double-walled tanks and comparable single-walled tanks; the incremental difference in cost between double-walled piping and single-walled piping; and the incremental difference in cost between the concrete paving covering the underground tanks and pipes and the other paving at the facility calculated using the difference in cost per square foot. | The following property is used 100% for pollution control and is installed to meet or exceed federal or state regulations: Overfill alarms; tank top sumps; automatic tank gauging; automatic line leak detectors; liquid fuel sensors installed between the double walls of tanks and pipes to monitor for leaks; the incremental difference in cost between three 20,000-gallon and one 12,000-gallon double-walled tanks and comparable single-walled tanks; the incremental difference in cost between double-walled piping and single-walled piping; and the incremental difference in cost between the concrete paving covering the underground tanks and pipes and the other paving at the facility calculated using the difference in cost per square foot. | 2021-12-08 | 1270125 | 100
24017 | T1 | PTCAA TEXAS LP | PILOT TRAVEL CENTER 434 | 2400 ALLIANCE GATEWAY FWY | FORT WORTH | TX | 76177 | TARRANT | CN602677585 | RN102695020 | Overfill alarms; tank top sumps; automatic tank gauging; automatic line leak detectors; liquid fuel sensors installed between the double walls of tanks and pipes to monitor for leaks; the incremental difference in cost between seven 20,000-gallon double-walled tanks and comparable single-walled tanks; the incremental difference in cost between double-walled piping and single-walled piping; and the incremental difference in cost between the concrete paving covering the underground tanks and pipes and the other paving at the facility calculated using the difference in cost per square foot. | The following property is used 100% for pollution control and is installed to meet or exceed federal or state regulations: Overfill alarms; tank top sumps; automatic tank gauging; automatic line leak detectors; liquid fuel sensors installed between the double walls of tanks and pipes to monitor for leaks; the incremental difference in cost between seven 20,000-gallon double-walled tanks and comparable single-walled tanks; the incremental difference in cost between double-walled piping and single-walled piping; and the incremental difference in cost between the concrete paving covering the underground tanks and pipes and the other paving at the facility calculated using the difference in cost per square foot. | 2021-12-08 | 1811175 | 100
24018 | T1 | PTCAA TEXAS LP | PILOT TRAVEL CENTER 554 | 4066 HIGHWAY 59 | GEORGE WEST | TX | 78022 | LIVE OAK | CN602677585 | RN106551880 | Overfill alarms; tank top sumps; automatic tank gauging; automatic line leak detectors; liquid fuel sensors installed between the double walls of tanks and pipes to monitor for leaks; the incremental difference in cost between three 20,000-gallon, one 25,000-gallon, one 30,000-gallon, and one 12,000-gallon double-walled tanks and comparable single-walled tanks; the incremental difference in cost between double-walled piping and single-walled piping; and the incremental difference in cost between the concrete paving covering the underground tanks and pipes and the other paving at the facility calculated using the difference in cost per square foot. | The following property is used 100% for pollution control and is installed to meet or exceed federal or state regulations: Overfill alarms; tank top sumps; automatic tank gauging; automatic line leak detectors; liquid fuel sensors installed between the double walls of tanks and pipes to monitor for leaks; the incremental difference in cost between three 20,000-gallon, one 25,000-gallon, one 30,000-gallon, and one 12,000-gallon double-walled tanks and comparable single-walled tanks; the incremental difference in cost between double-walled piping and single-walled piping; and the incremental difference in cost between the concrete paving covering the underground tanks and pipes and the other paving at the facility calculated using the difference in cost per square foot. | 2022-01-06 | 1580150 | 100
24019 | T1 | BUILDING MATERIALS INVESTMENT CORPORATION | BUILDING MATERIALS INVESTMENT | Latitude = 32.777777, Longitude = -96.863333 | Dallas County | TX | 75265 | DALLAS | CN605251487 | RN100788959 | Dust and fume collection system. | NOD response not received | 2022-02-02 | 1519808.39 | 100
24020 | T2 | FREEPORT LNG DEVELOPMENT LP | FREEPORT LNG PRETREATMENT FACILITY | Latitude = 28.9791, Longitude = -95.3069 | Brazoria County | TX | 77541 | BRAZORIA | CN601720345 | RN106481500 | Mercury guard beds 60V11AB and dust filters 60F11AB. | The following property is used 100% for pollution control to meet or exceed federal or state regulations: Mercury guard beds 60V11AB and dust filters 60F11AB. | 2022-01-27 | 24473145 | 100
24021 | T2 | CORPUS CHRISTI LIQUEFACTION LLC | CORPUS CHRISTI LIQUEFACTION | 622 HWY 35 | GREGORY | TX | 78359 | SAN PATRICIO | CN604136374 | RN104104716 | Four inches of acoustic insulation on the compressor suction, discharge and recycle piping for the propane compressors, ethylene compressors, methane compressors, regeneration gas compressors, and BOG compressors. | The following property is used 100% for pollution control to meet or exceed federal or state regulations: Four inches of acoustic insulation on the compressor suction, discharge and recycle piping for the propane compressors, ethylene compressors, methane compressors, regeneration gas compressors, and BOG compressors. | 2022-01-27 | 11835000 | 100
24022 | T1 | BUILDING MATERIALS INVESTMENT CORPORATION | BUILDING MATERIALS INVESTMENT | Latitude = 32.777777, Longitude = -96.863333 | Dallas County | TX | 75265 | DALLAS | CN605251487 | RN100788959 | Thermal oxidizer stack replacement and control panel | NOD response not received | 2022-02-02 | 144943.8 | 100
24023 | T1 | SOLARIS OILFIELD SITE SERVICES OPERATING LLC | SOLARIS OILFIELD SITE SERVICES OPERATING | 100 ROSS DR | EARLY | TX | 76802 | BROWN | CN604675041 | RN104158258 | Dust control system consisting of a paint shop building, two roof mounted air handlers, containment collectors, duct collectors, paint dust collector system with filters, ductwork, filter cleaning system, discharge mechanism, dust receptacle rolling cart, and dust removal system. | The following property is used 100% for pollution control to meet or exceed federal or state regulations: Dust control system consisting of a paint shop building, two roof mounted air handlers, containment collectors, duct collectors, paint dust collector system with filters, ductwork, filter cleaning system, discharge mechanism, dust receptacle rolling cart, and dust removal system. | 2022-01-27 | 406406 | 100
24024 | T1 | SOLARIS OILFIELD SITE SERVICES OPERATING LLC | SOLARIS OILFIELD SITE SERVICES OPERATING | 100 ROSS DR | EARLY | TX | 76802 | BROWN | CN604675041 | RN104158258 | The property is a water containment and disposal system, used solely to prevent contaminants from the manufacturing process from entering the soil or water in an environmentally appropriate manner. The facility is specifically designed to protect employees, neighboring properties, and the general health for the area. A drain system consisting of lines and pumps, series of pumps and piping move the water through the process. The water is captured in a bulk tank for disposal. The waste containment area is protected by a carport type cover to prevent the unintended distribution of waste when it rains. This system protects the soil and water with multiple pieces of interconnected equipment, as mentioned. | NOD response not received | 2022-04-18 | 152081 | 100
24025 | T1 | CREST METAL DOORS INC | CREST METAL DOORS | 157 HUMBLE AVE | SAN ANTONIO | TX | 78225 | BEXAR | CN600529523 | RN100851997 | Dust collectors including Torit Donaldson baghouse and associated ductwork, fans, cyclones, particulate matter storage bins and the land occupied by the dust collectors; and one paint booth enclosure and filters. | The following property is used 100% for pollution control and is installed to meet or exceed federal or state regulations: Dust collectors including Torit Donaldson baghouse and associated ductwork, fans, cyclones, particulate matter storage bins and the land occupied by the dust collectors; and one paint booth enclosure and filters. | 2022-01-07 | 54476 | 100
24026 | T1 | PLAINS ORYX PERMIAN BASIN PIPELINE LLC | ALPHA GATHERING PIPELINE SEGMENT IN LOVING COUNTY | ALPHA GATHERING PIPELINE SEGMENT IN LOVING COUNTY | Loving County | TX | 79754 | LOVING | CN605965797 | RN111390944 | Sedimentation and erosion controls consisting of slope breakers, silt fences, sedimentation barriers, staked hay or straw bales, matting and diking. | The following property is used 100% for pollution control and is installed to meet or exceed federal or state regulations: Sedimentation and erosion controls consisting of slope breakers, silt fences, sedimentation barriers, staked hay or straw bales, matting and diking. | 2022-01-06 | 1270357 | 100
24027 | T1 | CADDO PIPELINE LLC | CADDO PIPELINE SEGMENT IN GREGG COUNTY | CADDO PIPELINE SEGMENT IN GREGG COUNTY | Gregg County | TX | 75601 | GREGG | CN605965813 | RN111391116 | Sedimentation and erosion controls consisting of slope breakers, silt fences, sedimentation barriers, staked hay or straw bales, matting and diking. | The following property is used 100% for pollution control and is installed to meet or exceed federal or state regulations: Sedimentation and erosion controls consisting of slope breakers, silt fences, sedimentation barriers, staked hay or straw bales, matting and diking. | 2022-01-03 | 1219695 | 100
24028 | T1 | RED RIVER PIPELINE COMPANY LLC | RED RIVER PIPELINE SEGMENT IN COOKE COUNTY | RED RIVER PIPELINE SEGMENT IN COOKE COUNTY | Cooke County | TX | 76240 | COOKE | CN605965821 | RN111391124 | Sedimentation and erosion controls consisting of slope breakers, silt fences, sedimentation barriers, staked hay or straw bales, matting and diking. | The following property is used 100% for pollution control and is installed to meet or exceed federal or state regulations: Sedimentation and erosion controls consisting of slope breakers, silt fences, sedimentation barriers, staked hay or straw bales, matting and diking. | 2022-01-03 | 3321326 | 100
24029 | T1 | RED RIVER PIPELINE COMPANY LLC | RED RIVER PIPELINE SEGMENT IN WOOD COUNTY | RED RIVER PIPELINE SEGMENT IN WOOD COUNTY | Wood County | TX | 75783 | WOOD | CN605965821 | RN111391264 | Sedimentation and erosion controls consisting of slope breakers, silt fences, sedimentation barriers, staked hay or straw bales, matting and diking. | The following property is used 100% for pollution control and is installed to meet or exceed federal or state regulations: Sedimentation and erosion controls consisting of slope breakers, silt fences, sedimentation barriers, staked hay or straw bales, matting and diking. | 2022-01-03 | 3828196 | 100
24030 | T1 | RED RIVER PIPELINE COMPANY LLC | RED RIVER PIPELINE SEGMENT IN SMITH COUNTY | RED RIVER PIPELINE SEGMENT IN SMITH COUNTY | Smith County | TX | 75701 | SMITH | CN605965821 | RN111391272 | Sedimentation and erosion controls consisting of slope breakers, silt fences, sedimentation barriers, staked hay or straw bales, matting and diking. | The following property is used 100% for pollution control and is installed to meet or exceed federal or state regulations: Sedimentation and erosion controls consisting of slope breakers, silt fences, sedimentation barriers, staked hay or straw bales, matting and diking. | 2022-01-03 | 1422515 | 100
24031 | T1 | RED RIVER PIPELINE COMPANY LLC | RED RIVER PIPELINE SEGMENT IN RAINS COUNTY | RED RIVER PIPELINE SEGMENT IN RAINS COUNTY | Rains County | TX | 75440 | RAINS | CN605965821 | RN111391280 | Sedimentation and erosion controls consisting of slope breakers, silt fences, sedimentation barriers, staked hay or straw bales, matting and diking. | The following property is used 100% for pollution control and is installed to meet or exceed federal or state regulations: Sedimentation and erosion controls consisting of slope breakers, silt fences, sedimentation barriers, staked hay or straw bales, matting and diking. | 2022-01-03 | 1473011 | 100
24032 | T1 | RED RIVER PIPELINE COMPANY LLC | RED RIVER PIPELINE SEGMENT IN HUNT COUNTY | RED RIVER PIPELINE SEGMENT IN HUNT COUNTY | Hunt County | TX | 75401 | HUNT | CN605965821 | RN111391298 | Sedimentation and erosion controls consisting of slope breakers, silt fences, sedimentation barriers, staked hay or straw bales, matting and diking. | The following property is used 100% for pollution control and is installed to meet or exceed federal or state regulations: Sedimentation and erosion controls consisting of slope breakers, silt fences, sedimentation barriers, staked hay or straw bales, matting and diking. | 2022-01-03 | 3139888 | 100
24033 | T1 | RED RIVER PIPELINE COMPANY LLC | RED RIVER PIPELINE SEGMENT IN HOPKINS COUNTY | RED RIVER PIPELINE SEGMENT IN HOPKINS COUNTY | Hopkins County | TX | 75482 | HOPKINS | CN605965821 | RN111391306 | Sedimentation and erosion controls consisting of slope breakers, silt fences, sedimentation barriers, staked hay or straw bales, matting and diking. | The following property is used 100% for pollution control and is installed to meet or exceed federal or state regulations: Sedimentation and erosion controls consisting of slope breakers, silt fences, sedimentation barriers, staked hay or straw bales, matting and diking. | 2022-01-03 | 1120210 | 100
24034 | T1 | RED RIVER PIPELINE COMPANY LLC | RED RIVER PIPELINE SEGMENT IN GREGG COUNTY | RED RIVER PIPELINE SEGMENT IN GREGG COUNTY | Gregg County | TX | 75601 | GREGG | CN605965821 | RN111391314 | Sedimentation and erosion controls consisting of slope breakers, silt fences, sedimentation barriers, staked hay or straw bales, matting and diking. | The following property is used 100% for pollution control and is installed to meet or exceed federal or state regulations: Sedimentation and erosion controls consisting of slope breakers, silt fences, sedimentation barriers, staked hay or straw bales, matting and diking. | 2022-01-03 | 931710 | 100
24035 | T1 | RED RIVER PIPELINE COMPANY LLC | RED RIVER PIPELINE SEGMENT IN GRAYSON COUNTY | RED RIVER PIPELINE SEGMENT IN GRAYSON COUNTY | Grayson County | TX | 75090 | GRAYSON | CN605965821 | RN111391322 | Sedimentation and erosion controls consisting of slope breakers, silt fences, sedimentation barriers, staked hay or straw bales, matting and diking. | The following property is used 100% for pollution control and is installed to meet or exceed federal or state regulations: Sedimentation and erosion controls consisting of slope breakers, silt fences, sedimentation barriers, staked hay or straw bales, matting and diking. | 2022-01-03 | 3937578 | 100
24036 | T1 | RED RIVER PIPELINE COMPANY LLC | RED RIVER PIPELINE SEGMENT IN FANNIN COUNTY | RED RIVER PIPELINE SEGMENT IN FANNIN COUNTY | Fannin County | TX | 75418 | FANNIN | CN605965821 | RN111391330 | Sedimentation and erosion controls consisting of slope breakers, silt fences, sedimentation barriers, staked hay or straw bales, matting and diking. | The following property is used 100% for pollution control and is installed to meet or exceed federal or state regulations: Sedimentation and erosion controls consisting of slope breakers, silt fences, sedimentation barriers, staked hay or straw bales, matting and diking. | 2022-01-03 | 1031168 | 100
24037 | T1 | PLAINS ORYX PERMIAN BASIN PIPELINE LLC | ALPHA GATHERING PIPELINE SEGMENT IN WINKLER COUNTY | ALPHA GATHERING PIPELINE SEGMENT IN WINKLER COUNTY | Winkler County | TX | 79754 | WINKLER | CN605965797 | RN111391363 | Sedimentation and erosion controls consisting of slope breakers, silt fences, sedimentation barriers, staked hay or straw bales, matting and diking. | The following property is used 100% for pollution control and is installed to meet or exceed federal or state regulations: Sedimentation and erosion controls consisting of slope breakers, silt fences, sedimentation barriers, staked hay or straw bales, matting and diking. | 2022-01-03 | 2293560 | 100
24038 | T1 | PLAINS ORYX PERMIAN BASIN PIPELINE LLC | SUNRISE PIPELINE SEGMENT IN HOWARD COUNTY | SUNRISE PIPELINE SEGMENT IN HOWARD COUNTY | Howard County | TX | 79720 | HOWARD | CN605965797 | RN111391389 | Sedimentation and erosion controls consisting of slope breakers, silt fences, sedimentation barriers, staked hay or straw bales, matting and diking. | The following property is used 100% for pollution control and is installed to meet or exceed federal or state regulations: Sedimentation and erosion controls consisting of slope breakers, silt fences, sedimentation barriers, staked hay or straw bales, matting and diking. | 2022-01-03 | 4767238 | 100
24039 | T1 | PLAINS ORYX PERMIAN BASIN PIPELINE LLC | SUNRISE PIPELINE SEGMENT IN MARTIN COUNTY | SUNRISE PIPELINE SEGMENT IN MARTIN COUNTY | Martin County | TX | 79782 | MARTIN | CN605965797 | RN111391397 | Sedimentation and erosion controls consisting of slope breakers, silt fences, sedimentation barriers, staked hay or straw bales, matting and diking. | The following property is used 100% for pollution control and is installed to meet or exceed federal or state regulations: Sedimentation and erosion controls consisting of slope breakers, silt fences, sedimentation barriers, staked hay or straw bales, matting and diking. | 2022-01-06 | 982797 | 100
24040 | T1 | PLAINS ORYX PERMIAN BASIN PIPELINE LLC | SUNRISE PIPELINE SEGMENT IN MIDLAND COUNTY | SUNRISE PIPELINE SEGMENT IN MIDLAND COUNTY | Midland County | TX | 79701 | MIDLAND | CN605965797 | RN111391405 | Sedimentation and erosion controls consisting of slope breakers, silt fences, sedimentation barriers, staked hay or straw bales, matting and diking. | The following property is used 100% for pollution control and is installed to meet or exceed federal or state regulations: Sedimentation and erosion controls consisting of slope breakers, silt fences, sedimentation barriers, staked hay or straw bales, matting and diking. | 2022-01-06 | 1862815 | 100
24041 | T1 | PLAINS ORYX PERMIAN BASIN PIPELINE LLC | SUNRISE PIPELINE SEGMENT IN MITCHELL COUNTY | SUNRISE PIPELINE SEGMENT IN MITCHELL COUNTY | Mitchell County | TX | 79512 | MITCHELL | CN605965797 | RN111391413 | Sedimentation and erosion controls consisting of slope breakers, silt fences, sedimentation barriers, staked hay or straw bales, matting and diking. | The following property is used 100% for pollution control and is installed to meet or exceed federal or state regulations: Sedimentation and erosion controls consisting of slope breakers, silt fences, sedimentation barriers, staked hay or straw bales, matting and diking. | 2022-01-06 | 2579487 | 100
24042 | T1 | PLAINS ORYX PERMIAN BASIN PIPELINE LLC | SUNRISE PIPELINE SEGMENT IN SCURRY COUNTY | SUNRISE PIPELINE SEGMENT IN SCURRY COUNTY | Scurry County | TX | 79549 | SCURRY | CN605965797 | RN111391421 | Sedimentation and erosion controls consisting of slope breakers, silt fences, sedimentation barriers, staked hay or straw bales, matting and diking. | The following property is used 100% for pollution control and is installed to meet or exceed federal or state regulations: Sedimentation and erosion controls consisting of slope breakers, silt fences, sedimentation barriers, staked hay or straw bales, matting and diking. | 2022-01-06 | 62834 | 100
24043 | T1 | PLAINS ORYX PERMIAN BASIN PIPELINE LLC | WINK TO MCCAMEY PIPELINE SEGMENT IN WINKLER COUNTY | WINK TO MCCAMEY PIPELINE SEGMENT IN WINKLER COUNTY | Winkler County | TX | 79745 | WINKLER | CN605965797 | RN111391470 | Sedimentation and erosion controls consisting of slope breakers, silt fences, sedimentation barriers, staked hay or straw bales, matting and diking. | The following property is used 100% for pollution control and is installed to meet or exceed federal or state regulations: Sedimentation and erosion controls consisting of slope breakers, silt fences, sedimentation barriers, staked hay or straw bales, matting and diking. | 2022-01-06 | 2675131 | 100
24044 | T1 | PLAINS ORYX PERMIAN BASIN PIPELINE LLC | WINK TO MCCAMEY PIPELINE SEGMENT IN WARD COUNTY | WINK TO MCCAMEY PIPELINE SEGMENT IN WARD COUNTY | Ward County | TX | 79756 | WARD | CN605965797 | RN111391488 | Sedimentation and erosion controls consisting of slope breakers, silt fences, sedimentation barriers, staked hay or straw bales, matting and diking. | The following property is used 100% for pollution control and is installed to meet or exceed federal or state regulations: Sedimentation and erosion controls consisting of slope breakers, silt fences, sedimentation barriers, staked hay or straw bales, matting and diking. | 2022-01-06 | 2259819 | 100
24045 | T1 | PLAINS ORYX PERMIAN BASIN PIPELINE LLC | WINK TO MCCAMEY PIPELINE SEGMENT IN UPTON COUNTY | WINK TO MCCAMEY PIPELINE SEGMENT IN UPTON COUNTY | Upton County | TX | 79778 | UPTON | CN605965797 | RN111391496 | Sedimentation and erosion controls consisting of slope breakers, silt fences, sedimentation barriers, staked hay or straw bales, matting and diking. | The following property is used 100% for pollution control and is installed to meet or exceed federal or state regulations: Sedimentation and erosion controls consisting of slope breakers, silt fences, sedimentation barriers, staked hay or straw bales, matting and diking. | 2022-01-06 | 1347369 | 100
24046 | T1 | PLAINS ORYX PERMIAN BASIN PIPELINE LLC | WINK TO MCCAMEY PIPELINE SEGMENT IN CRANE COUNTY | WINK TO MCCAMEY PIPELINE SEGMENT IN CRANE COUNTY | Crane County | TX | 79731 | CRANE | CN605965797 | RN111391504 | Sedimentation and erosion controls consisting of slope breakers, silt fences, sedimentation barriers, staked hay or straw bales, matting and diking. | The following property is used 100% for pollution control and is installed to meet or exceed federal or state regulations: Sedimentation and erosion controls consisting of slope breakers, silt fences, sedimentation barriers, staked hay or straw bales, matting and diking. | 2022-01-06 | 5515305 | 100
24047 | T1 | PLAINS ORYX PERMIAN BASIN PIPELINE LLC | STATELINE PIPELINE SEGMENT IN CULBERSON COUNTY | STATELINE PIPELINE SEGMENT IN CULBERSON COUNTY | Culberson County | TX | 79855 | CULBERSON | CN605965797 | RN111391512 | Sedimentation and erosion controls consisting of slope breakers, silt fences, sedimentation barriers, staked hay or straw bales, matting and diking. | The following property is used 100% for pollution control and is installed to meet or exceed federal or state regulations: Sedimentation and erosion controls consisting of slope breakers, silt fences, sedimentation barriers, staked hay or straw bales, matting and diking. | 2022-01-06 | 2472028 | 100
24048 | T1 | PLAINS ORYX PERMIAN BASIN PIPELINE LLC | STATELINE PIPELINE SEGMENT IN WINKLER COUNTY | STATELINE PIPELINE SEGMENT IN WINKLER COUNTY | Winkler County | TX | 79745 | WINKLER | CN605965797 | RN111391520 | Sedimentation and erosion controls consisting of slope breakers, silt fences, sedimentation barriers, staked hay or straw bales, matting and diking. | The following property is used 100% for pollution control and is installed to meet or exceed federal or state regulations: Sedimentation and erosion controls consisting of slope breakers, silt fences, sedimentation barriers, staked hay or straw bales, matting and diking. | 2022-01-06 | 3456906 | 100
24049 | T1 | PLAINS ORYX PERMIAN BASIN PIPELINE LLC | STATELINE PIPELINE SEGMENT IN REEVES COUNTY | STATELINE PIPELINE SEGMENT IN REEVES COUNTY | Reeves County | TX | 79772 | REEVES | CN605965797 | RN111391546 | Sedimentation and erosion controls consisting of slope breakers, silt fences, sedimentation barriers, staked hay or straw bales, matting and diking. | The following property is used 100% for pollution control and is installed to meet or exceed federal or state regulations: Sedimentation and erosion controls consisting of slope breakers, silt fences, sedimentation barriers, staked hay or straw bales, matting and diking. | 2022-01-06 | 2218136 | 100
24050 | T1 | PLAINS ORYX PERMIAN BASIN PIPELINE LLC | STATELINE PIPELINE SEGMENT IN LOVING COUNTY | STATELINE PIPELINE SEGMENT IN LOVING COUNTY | Loving County | TX | 79754 | LOVING | CN605965797 | RN111391553 | Sedimentation and erosion controls consisting of slope breakers, silt fences, sedimentation barriers, staked hay or straw bales, matting and diking. | The following property is used 100% for pollution control and is installed to meet or exceed federal or state regulations: Sedimentation and erosion controls consisting of slope breakers, silt fences, sedimentation barriers, staked hay or straw bales, matting and diking. | 2022-01-06 | 11696615 | 100
24051 | T1 | PLAINS ORYX PERMIAN BASIN PIPELINE LLC | BONE SPRING PIPELINE SEGMENT IN REEVES COUNTY | BONE SPRING PIPELINE SEGMENT IN REEVES COUNTY | Reeves County | TX | 79772 | REEVES | CN605965797 | RN111391561 | Sedimentation and erosion controls consisting of slope breakers, silt fences, sedimentation barriers, staked hay or straw bales, matting and diking. | The following property is used 100% for pollution control and is installed to meet or exceed federal or state regulations: Sedimentation and erosion controls consisting of slope breakers, silt fences, sedimentation barriers, staked hay or straw bales, matting and diking. | 2022-01-07 | 4103960 | 100
24052 | T1 | PLAINS ORYX PERMIAN BASIN PIPELINE LLC | BONE SPRING PIPELINE SEGMENT IN CULBERSON COUNTY | BONE SPRING PIPELINE SEGMENT IN CULBERSON COUNTY | Culberson County | TX | 79855 | CULBERSON | CN605965797 | RN111391579 | Sedimentation and erosion controls consisting of slope breakers, silt fences, sedimentation barriers, staked hay or straw bales, matting and diking. | The following property is used 100% for pollution control and is installed to meet or exceed federal or state regulations: Sedimentation and erosion controls consisting of slope breakers, silt fences, sedimentation barriers, staked hay or straw bales, matting and diking. | 2022-01-07 | 1881677 | 100
24053 | T1 | PLAINS ORYX PERMIAN BASIN PIPELINE LLC | BONE SPRING PIPELINE SEGMENT IN WARD COUNTY | BONE SPRING PIPELINE SEGMENT IN WARD COUNTY | Ward County | TX | 79756 | WARD | CN605965797 | RN111391587 | Sedimentation and erosion controls consisting of slope breakers, silt fences, sedimentation barriers, staked hay or straw bales, matting and diking. | The following property is used 100% for pollution control and is installed to meet or exceed federal or state regulations: Sedimentation and erosion controls consisting of slope breakers, silt fences, sedimentation barriers, staked hay or straw bales, matting and diking. | 2022-02-17 | 4196004 | 100
24054 | T1 | PLAINS ORYX PERMIAN BASIN PIPELINE LLC | BONE SPRING PIPELINE SEGMENT IN LOVING COUNTY | BONE SPRING PIPELINE SEGMENT IN LOVING COUNTY | Loving County | TX | 79754 | LOVING | CN605965797 | RN111391595 | Sedimentation and erosion controls consisting of slope breakers, silt fences, sedimentation barriers, staked hay or straw bales, matting and diking. | The following property is used 100% for pollution control and is installed to meet or exceed federal or state regulations: Sedimentation and erosion controls consisting of slope breakers, silt fences, sedimentation barriers, staked hay or straw bales, matting and diking. | 2022-02-22 | 7503452 | 100
24055 | T1 | PLAINS ORYX PERMIAN BASIN PIPELINE LLC | BONE SPRING PIPELINE SEGMENT IN WINKLER COUNTY | BONE SPRING PIPELINE SEGMENT IN WINKLER COUNTY | Winkler County | TX | 79745 | WINKLER | CN605965797 | RN111391603 | Sedimentation and erosion controls consisting of slope breakers, silt fences, sedimentation barriers, staked hay or straw bales, matting and diking. | The following property is used 100% for pollution control and is installed to meet or exceed federal or state regulations: Sedimentation and erosion controls consisting of slope breakers, silt fences, sedimentation barriers, staked hay or straw bales, matting and diking. | 2022-02-15 | 3057173 | 100
24056 | T1 | CADDO PIPELINE LLC | CADDO PIPELINE SEGMENT IN RUSK COUNTY | CADDO PIPELINE SEGMENT IN RUSK COUNTY | Rusk County | TX | 75652 | RUSK | CN605965813 | RN111391652 | Sedimentation and erosion controls consisting of slope breakers, silt fences, sedimentation barriers, staked hay or straw bales, matting and diking. | The following property is used 100% for pollution control and is installed to meet or exceed federal or state regulations: Sedimentation and erosion controls consisting of slope breakers, silt fences, sedimentation barriers, staked hay or straw bales, matting and diking. | 2022-01-07 | 448700 | 100
24057 | T1 | CADDO PIPELINE LLC | CADDO PIPELINE SEGMENT IN PANOLA COUNTY | CADDO PIPELINE SEGMENT IN PANOLA COUNTY | Panola County | TX | 75633 | PANOLA | CN605965813 | RN111391660 | Sedimentation and erosion controls consisting of slope breakers, silt fences, sedimentation barriers, staked hay or straw bales, matting and diking. | The following property is used 100% for pollution control and is installed to meet or exceed federal or state regulations: Sedimentation and erosion controls consisting of slope breakers, silt fences, sedimentation barriers, staked hay or straw bales, matting and diking. | 2022-01-12 | 2505561 | 100
24058 | T1 | CADDO PIPELINE LLC | CADDO PIPELINE SEGMENT IN HARRISON COUNTY | CADDO PIPELINE SEGMENT IN HARRISON COUNTY | Harrison County | TX | 75670 | HARRISON | CN605965813 | RN111391678 | Sedimentation and erosion controls consisting of slope breakers, silt fences, sedimentation barriers, staked hay or straw bales, matting and diking. | The following property is used 100% for pollution control and is installed to meet or exceed federal or state regulations: Sedimentation and erosion controls consisting of slope breakers, silt fences, sedimentation barriers, staked hay or straw bales, matting and diking. | 2022-01-12 | 426327 | 100
24059 | T1 | PLAINS PIPELINE LP | CACTUS PIPELINE SEGMENT IN ZAVALA COUNTY | CACTUS PIPELINE SEGMENT IN ZAVALA COUNTY | Zavala County | TX | 78839 | ZAVALA | CN601440852 | RN111392148 | Sedimentation and erosion controls consisting of slope breakers, silt fences, sedimentation barriers, staked hay or straw bales, matting and diking. | The following property is used 100% for pollution control and is installed to meet or exceed federal or state regulations: Sedimentation and erosion controls consisting of slope breakers, silt fences, sedimentation barriers, staked hay or straw bales, matting and diking. | 2022-02-08 | 6179193 | 100
24060 | T1 | CHEVRON PHILLIPS CHEMICAL COMPANY LP | BORGER PLANT | SPUR 119 EAST | Hutchinson County | TX | 79008 | HUTCHINSON | CN600303614 | RN102320850 | 40-yard recycling compactor | NOD response not received | 2022-02-02 | 100000 | 100
24061 | T1 | SUNRISE PIPELINE LLC | SUNRISE II PIPELINE SEGMENT IN ARCHER COUNTY | SUNRISE II PIPELINE SEGMENT IN ARCHER COUNTY | Archer County | TX | 76351 | ARCHER | CN605966282 | RN111392197 | Sedimentation and erosion controls consisting of slope breakers, silt fences, sedimentation barriers, staked hay or straw bales, matting and diking. | The following property is used 100% for pollution control and is installed to meet or exceed federal or state regulations: Sedimentation and erosion controls consisting of slope breakers, silt fences, sedimentation barriers, staked hay or straw bales, matting and diking. | 2022-01-12 | 4747276 | 100
24062 | T1 | SUNRISE PIPELINE LLC | SUNRISE II PIPELINE SEGMENT IN WICHITA COUNTY | SUNRISE II PIPELINE SEGMENT IN WICHITA COUNTY | Wichita County | TX | 76301 | WICHITA | CN605966282 | RN111392239 | Sedimentation and erosion controls consisting of slope breakers, silt fences, sedimentation barriers, staked hay or straw bales, matting and diking. | The following property is used 100% for pollution control and is installed to meet or exceed federal or state regulations: Sedimentation and erosion controls consisting of slope breakers, silt fences, sedimentation barriers, staked hay or straw bales, matting and diking. | 2022-01-12 | 878119 | 100
24063 | T1 | SUNRISE PIPELINE LLC | SUNRISE II PIPELINE SEGMENT IN THROCKMORTON COUNTY | SUNRISE II PIPELINE SEGMENT IN THROCKMORTON COUNTY | Throckmorton County | TX | 76483 | THROCKMORTON | CN605966282 | RN111392247 | Sedimentation and erosion controls consisting of slope breakers, silt fences, sedimentation barriers, staked hay or straw bales, matting and diking. | The following property is used 100% for pollution control and is installed to meet or exceed federal or state regulations: Sedimentation and erosion controls consisting of slope breakers, silt fences, sedimentation barriers, staked hay or straw bales, matting and diking. | 2022-01-12 | 523657 | 100
24064 | T1 | SUNRISE PIPELINE LLC | SUNRISE II PIPELINE SEGMENT IN STONEWALL COUNTY | SUNRISE II PIPELINE SEGMENT IN STONEWALL COUNTY | Stonewall County | TX | 79502 | STONEWALL | CN605966282 | RN111392254 | Sedimentation and erosion controls consisting of slope breakers, silt fences, sedimentation barriers, staked hay or straw bales, matting and diking. | The following property is used 100% for pollution control and is installed to meet or exceed federal or state regulations: Sedimentation and erosion controls consisting of slope breakers, silt fences, sedimentation barriers, staked hay or straw bales, matting and diking. | 2022-01-12 | 1731736 | 100
24065 | T1 | SUNRISE PIPELINE LLC | SUNRISE II PIPELINE SEGMENT IN SCURRY COUNTY | SUNRISE II PIPELINE SEGMENT IN SCURRY COUNTY | Scurry County | TX | 79549 | SCURRY | CN605966282 | RN111392262 | Sedimentation and erosion controls consisting of slope breakers, silt fences, sedimentation barriers, staked hay or straw bales, matting and diking. | The following property is used 100% for pollution control and is installed to meet or exceed federal or state regulations: Sedimentation and erosion controls consisting of slope breakers, silt fences, sedimentation barriers, staked hay or straw bales, matting and diking. | 2022-01-20 | 2601555 | 100
24066 | T1 | SUNRISE PIPELINE LLC | SUNRISE II PIPELINE SEGMENT IN MITCHELL COUNTY | SUNRISE II PIPELINE SEGMENT IN MITCHELL COUNTY | Mitchell County | TX | 79512 | MITCHELL | CN605966282 | RN111392270 | Sedimentation and erosion controls consisting of slope breakers, silt fences, sedimentation barriers, staked hay or straw bales, matting and diking. | The following property is used 100% for pollution control and is installed to meet or exceed federal or state regulations: Sedimentation and erosion controls consisting of slope breakers, silt fences, sedimentation barriers, staked hay or straw bales, matting and diking. | 2022-01-20 | 2846629 | 100
24067 | T1 | SUNRISE PIPELINE LLC | SUNRISE II PIPELINE SEGMENT IN MIDLAND COUNTY | SUNRISE II PIPELINE SEGMENT IN MIDLAND COUNTY | Midland County | TX | 79701 | MIDLAND | CN605966282 | RN111392296 | Sedimentation and erosion controls consisting of slope breakers, silt fences, sedimentation barriers, staked hay or straw bales, matting and diking. | The following property is used 100% for pollution control and is installed to meet or exceed federal or state regulations: Sedimentation and erosion controls consisting of slope breakers, silt fences, sedimentation barriers, staked hay or straw bales, matting and diking. | 2022-01-20 | 1903407 | 100
24068 | T1 | SUNRISE PIPELINE LLC | SUNRISE II PIPELINE SEGMENT IN MARTIN COUNTY | SUNRISE II PIPELINE SEGMENT IN MARTIN COUNTY | Martin County | TX | 79782 | MARTIN | CN605966282 | RN111392304 | Sedimentation and erosion controls consisting of slope breakers, silt fences, sedimentation barriers, staked hay or straw bales, matting and diking. | The following property is used 100% for pollution control and is installed to meet or exceed federal or state regulations: Sedimentation and erosion controls consisting of slope breakers, silt fences, sedimentation barriers, staked hay or straw bales, matting and diking. | 2022-01-20 | 1134666 | 100
24069 | T1 | SUNRISE PIPELINE LLC | SUNRISE II PIPELINE SEGMENT IN HOWARD COUNTY | SUNRISE II PIPELINE SEGMENT IN HOWARD COUNTY | Howard County | TX | 79720 | HOWARD | CN605966282 | RN111392312 | Sedimentation and erosion controls consisting of slope breakers, silt fences, sedimentation barriers, staked hay or straw bales, matting and diking. | The following property is used 100% for pollution control and is installed to meet or exceed federal or state regulations: Sedimentation and erosion controls consisting of slope breakers, silt fences, sedimentation barriers, staked hay or straw bales, matting and diking. | 2022-01-20 | 5577169 | 100
24070 | T1 | SUNRISE PIPELINE LLC | SUNRISE II PIPELINE SEGMENT IN HASKELL COUNTY | SUNRISE II PIPELINE SEGMENT IN HASKELL COUNTY | Haskell County | TX | 79521 | HASKELL | CN605966282 | RN111392320 | Sedimentation and erosion controls consisting of slope breakers, silt fences, sedimentation barriers, staked hay or straw bales, matting and diking. | The following property is used 100% for pollution control and is installed to meet or exceed federal or state regulations: Sedimentation and erosion controls consisting of slope breakers, silt fences, sedimentation barriers, staked hay or straw bales, matting and diking. | 2022-02-15 | 5464874 | 100
24071 | T1 | SUNRISE PIPELINE LLC | SUNRISE II PIPELINE SEGMENT IN FISHER COUNTY | SUNRISE II PIPELINE SEGMENT IN FISHER COUNTY | Fisher County | TX | 79543 | FISHER | CN605966282 | RN111392338 | Sedimentation and erosion controls consisting of slope breakers, silt fences, sedimentation barriers, staked hay or straw bales, matting and diking. | The following property is used 100% for pollution control and is installed to meet or exceed federal or state regulations: Sedimentation and erosion controls consisting of slope breakers, silt fences, sedimentation barriers, staked hay or straw bales, matting and diking. | 2022-01-20 | 4723609 | 100
24072 | T1 | SUNRISE PIPELINE LLC | SUNRISE II PIPELINE SEGMENT IN BAYLOR COUNTY | SUNRISE II PIPELINE SEGMENT IN BAYLOR COUNTY | Baylor County | TX | 76380 | BAYLOR | CN605966282 | RN111392346 | Sedimentation and erosion controls consisting of slope breakers, silt fences, sedimentation barriers, staked hay or straw bales, matting and diking. | The following property is used 100% for pollution control and is installed to meet or exceed federal or state regulations: Sedimentation and erosion controls consisting of slope breakers, silt fences, sedimentation barriers, staked hay or straw bales, matting and diking. | 2022-01-20 | 4483716 | 100
24073 | T1 | CHEVRON PHILLIPS CHEMICAL COMPANY LP | BORGER PLANT | SPUR 119 EAST | Hutchinson County | TX | 79008 | HUTCHINSON | CN600303614 | RN102320850 | C-Battery atmospheric relief system upgrade | The following property is used 100% for pollution control and is installed to meet or exceed federal or state regulations: 15 relief valves in the C-Battery Tanks in East Commercial Products Unit. | 2022-01-06 | 2209040 | 100
24074 | T1 | CHEVRON PHILLIPS CHEMICAL COMPANY LP | BORGER PLANT | SPUR 119 EAST | Hutchinson County | TX | 79008 | HUTCHINSON | CN600303614 | RN102320850 | 15 relief valves in the C-Battery Tanks in East Commercial Products Unit. | The following property is used 100% for pollution control and is installed to meet or exceed federal or state regulations: 12 relief valves in the Multi-Purpose Unit. | 2022-01-06 | 1275456 | 100
24075 | T1 | CHEVRON PHILLIPS CHEMICAL COMPANY LP | SWEENY OLD OCEAN FACILITIES | 21441 LOOP 419 | SWEENY | TX | 77480 | BRAZORIA | CN600303614 | RN100825249 | Control valve, piping, and instrumentation from the Isobutane-Nitrogen Recovery Unit to the low-pressure flare. | The following property is used 100% for pollution control and is installed to meet or exceed federal or state regulations: Control valve, piping, and instrumentation from the Isobutane-Nitrogen Recovery Unit to the low-pressure flare. | 2022-02-15 | 395000 | 100
24076 | T1 | CHEVRON PHILLIPS CHEMICAL COMPANY LP | SWEENY OLD OCEAN FACILITIES | 21441 LOOP 419 | SWEENY | TX | 77480 | BRAZORIA | CN600303614 | RN100825249 | Continuous emission monitor analyzers consisting of analyzer house, analyzer probes, and fiber optic wiring for eight ethylene cracking furnaces and one gas turbine for Unit 22. | The following property is used 100% for pollution control and is installed to meet or exceed federal or state regulations: Continuous emission monitor analyzers consisting of analyzer house, analyzer probes, and fiber optic wiring for eight ethylene cracking furnaces and one gas turbine for Unit 22. | 2022-01-03 | 1547424 | 100
24077 | T1 | CADDO PIPELINE LLC | CADDO PIPELINE SEGMENT IN RUSK COUNTY | CADDO PIPELINE SEGMENT IN RUSK COUNTY | Rusk County | TX | 75652 | RUSK | CN605965813 | RN111391652 | Pipeline coating and cathodic protection on the Caddo Pipeline Segment in Rusk County. | The following property is used 100% for pollution control to meet or exceed federal or state regulations: Pipeline coating and cathodic protection on the Caddo Pipeline Segment in Rusk County. | 2022-01-06 | 96081 | 100
24078 | T1 | CADDO PIPELINE LLC | CADDO PIPELINE SEGMENT IN PANOLA COUNTY | CADDO PIPELINE SEGMENT IN PANOLA COUNTY | Panola County | TX | 75633 | PANOLA | CN605965813 | RN111391660 | Pipeline coating and cathodic protection on the Caddo Pipeline Segment in Panola County. | The following property is used 100% for pollution control to meet or exceed federal or state regulations: Pipeline coating and cathodic protection on the Caddo Pipeline Segment in Panola County. | 2022-01-06 | 536520 | 100
24079 | T1 | CADDO PIPELINE LLC | CADDO PIPELINE SEGMENT IN HARRISON COUNTY | CADDO PIPELINE SEGMENT IN HARRISON COUNTY | Harrison County | TX | 75670 | HARRISON | CN605965813 | RN111391678 | Pipeline coating and cathodic protection on the Caddo Pipeline Segment in Harrison County.\ | The following property is used 100% for pollution control to meet or exceed federal or state regulations: Pipeline coating and cathodic protection on the Caddo Pipeline Segment in Harrison County.\ | 2022-01-06 | 94810 | 100
24080 | T1 | CADDO PIPELINE LLC | CADDO PIPELINE SEGMENT IN GREGG COUNTY | CADDO PIPELINE SEGMENT IN GREGG COUNTY | Gregg County | TX | 75601 | GREGG | CN605965813 | RN111391116 | Pipeline coating and cathodic protection on the Caddo Pipeline Segment in Gregg County. | The following property is used 100% for pollution control to meet or exceed federal or state regulations: Pipeline coating and cathodic protection on the Caddo Pipeline Segment in Gregg County. | 2022-01-06 | 261175 | 100
24081 | T1 | CHEVRON PHILLIPS CHEMICAL COMPANY LP | PASADENA PLASTICS COMPLEX | 1400 JEFFERSON | PASADENA | TX | 77506 | HARRIS | CN600303614 | RN102018322 | Pond management and improvement project | NOD response not received | 2022-02-02 | 2670000 | 100
24082 | T1 | RED RIVER PIPELINE COMPANY LLC | RED RIVER PIPELINE SEGMENT IN WOOD COUNTY | RED RIVER PIPELINE SEGMENT IN WOOD COUNTY | Wood County | TX | 75783 | WOOD | CN605965821 | RN111391264 | Pipeline coating and cathodic protection on the Red River Pipeline Segment in Wood County. | The following property is used 100% for pollution control to meet or exceed federal or state regulations: Pipeline coating and cathodic protection on the Red River Pipeline Segment in Wood County. | 2022-01-06 | 819738 | 100
24083 | T1 | RED RIVER PIPELINE COMPANY LLC | RED RIVER PIPELINE SEGMENT IN SMITH COUNTY | RED RIVER PIPELINE SEGMENT IN SMITH COUNTY | Smith County | TX | 75701 | SMITH | CN605965821 | RN111391272 | Pipeline coating and cathodic protection on the Red River Pipeline Segment in Smith County. | The following property is used 100% for pollution control to meet or exceed federal or state regulations: Pipeline coating and cathodic protection on the Red River Pipeline Segment in Smith County. | 2022-01-06 | 304605 | 100
24084 | T1 | RED RIVER PIPELINE COMPANY LLC | RED RIVER PIPELINE SEGMENT IN RAINS COUNTY | RED RIVER PIPELINE SEGMENT IN RAINS COUNTY | Rains County | TX | 75440 | RAINS | CN605965821 | RN111391280 | Pipeline coating and cathodic protection on the Red River Pipeline Segment in Rains County. | The following property is used 100% for pollution control to meet or exceed federal or state regulations: Pipeline coating and cathodic protection on the Red River Pipeline Segment in Rains County. | 2022-01-06 | 315418 | 100
24085 | T1 | RED RIVER PIPELINE COMPANY LLC | RED RIVER PIPELINE SEGMENT IN HUNT COUNTY | RED RIVER PIPELINE SEGMENT IN HUNT COUNTY | Hunt County | TX | 75401 | HUNT | CN605965821 | RN111391298 | Pipeline coating and cathodic protection on the Red River Pipeline Segment in Hunt County. | The following property is used 100% for pollution control to meet or exceed federal or state regulations: Pipeline coating and cathodic protection on the Red River Pipeline Segment in Hunt County. | 2022-01-06 | 672349 | 100
24086 | T1 | RED RIVER PIPELINE COMPANY LLC | RED RIVER PIPELINE SEGMENT IN HOPKINS COUNTY | RED RIVER PIPELINE SEGMENT IN HOPKINS COUNTY | Hopkins County | TX | 75482 | HOPKINS | CN605965821 | RN111391306 | Pipeline coating and cathodic protection on the Red River Pipeline Segment in Hopkins County. | The following property is used 100% for pollution control to meet or exceed federal or state regulations: Pipeline coating and cathodic protection on the Red River Pipeline Segment in Hopkins County. | 2022-01-06 | 239872 | 100
24087 | T1 | RED RIVER PIPELINE COMPANY LLC | RED RIVER PIPELINE SEGMENT IN GREGG COUNTY | RED RIVER PIPELINE SEGMENT IN GREGG COUNTY | Gregg County | TX | 75601 | GREGG | CN605965821 | RN111391314 | Pipeline coating and cathodic protection on the Red River Pipeline Segment in Gregg County. | The following property is used 100% for pollution control to meet or exceed federal or state regulations: Pipeline coating and cathodic protection on the Red River Pipeline Segment in Gregg County. | 2022-01-06 | 199509 | 100
24088 | T1 | RED RIVER PIPELINE COMPANY LLC | RED RIVER PIPELINE SEGMENT IN GRAYSON COUNTY | RED RIVER PIPELINE SEGMENT IN GRAYSON COUNTY | Grayson County | TX | 75090 | GRAYSON | CN605965821 | RN111391322 | Pipeline coating and cathodic protection on the Red River Pipeline Segment in Grayson County. | The following property is used 100% for pollution control to meet or exceed federal or state regulations: Pipeline coating and cathodic protection on the Red River Pipeline Segment in Grayson County. | 2022-01-06 | 843160 | 100
24089 | T1 | RED RIVER PIPELINE COMPANY LLC | RED RIVER PIPELINE SEGMENT IN FANNIN COUNTY | RED RIVER PIPELINE SEGMENT IN FANNIN COUNTY | Fannin County | TX | 75418 | FANNIN | CN605965821 | RN111391330 | Pipeline coating and cathodic protection on the Red River Pipeline Segment in Fannin County. | The following property is used 100% for pollution control to meet or exceed federal or state regulations: Pipeline coating and cathodic protection on the Red River Pipeline Segment in Fannin County. | 2022-01-07 | 220806 | 100
24090 | T1 | RED RIVER PIPELINE COMPANY LLC | RED RIVER PIPELINE SEGMENT IN COOKE COUNTY | RED RIVER PIPELINE SEGMENT IN COOKE COUNTY | Cooke County | TX | 76240 | COOKE | CN605965821 | RN111391124 | Pipeline coating and cathodic protection on the Red River Pipeline Segment in Cooke County. | The following property is used 100% for pollution control to meet or exceed federal or state regulations: Pipeline coating and cathodic protection on the Red River Pipeline Segment in Cooke County. | 2022-01-07 | 711201 | 100
24091 | T1 | PLAINS ORYX PERMIAN BASIN PIPELINE LLC | SUNRISE PIPELINE SEGMENT IN SCURRY COUNTY | SUNRISE PIPELINE SEGMENT IN SCURRY COUNTY | Scurry County | TX | 79549 | SCURRY | CN605965797 | RN111391421 | Pipeline coating and cathodic protection on the Sunrise Pipeline Segment in Scurry County. | The following property is used 100% for pollution control to meet or exceed federal or state regulations: Pipeline coating and cathodic protection on the Sunrise Pipeline Segment in Scurry County. | 2022-01-07 | 13455 | 100
24092 | T1 | PLAINS ORYX PERMIAN BASIN PIPELINE LLC | SUNRISE PIPELINE SEGMENT IN MITCHELL COUNTY | SUNRISE PIPELINE SEGMENT IN MITCHELL COUNTY | Mitchell County | TX | 79512 | MITCHELL | CN605965797 | RN111391413 | Pipeline coating and cathodic protection on the Sunrise Pipeline Segment in Mitchell County. | The following property is used 100% for pollution control to meet or exceed federal or state regulations: Pipeline coating and cathodic protection on the Sunrise Pipeline Segment in Mitchell County. | 2022-01-07 | 552350 | 100
24093 | T1 | PLAINS ORYX PERMIAN BASIN PIPELINE LLC | SUNRISE PIPELINE SEGMENT IN MIDLAND COUNTY | SUNRISE PIPELINE SEGMENT IN MIDLAND COUNTY | Midland County | TX | 79701 | MIDLAND | CN605965797 | RN111391405 | Pipeline coating and cathodic protection on the Sunrise Pipeline Segment in Midland County. | The following property is used 100% for pollution control to meet or exceed federal or state regulations: Pipeline coating and cathodic protection on the Sunrise Pipeline Segment in Midland County. | 2022-01-07 | 398887 | 100
24094 | T1 | PLAINS ORYX PERMIAN BASIN PIPELINE LLC | SUNRISE PIPELINE SEGMENT IN MARTIN COUNTY | SUNRISE PIPELINE SEGMENT IN MARTIN COUNTY | Martin County | TX | 79782 | MARTIN | CN605965797 | RN111391397 | Pipeline coating and cathodic protection on the Sunrise Pipeline Segment in Martin County. | The following property is used 100% for pollution control to meet or exceed federal or state regulations: Pipeline coating and cathodic protection on the Sunrise Pipeline Segment in Martin County. | 2022-01-07 | 210448 | 100
24095 | T1 | PLAINS ORYX PERMIAN BASIN PIPELINE LLC | SUNRISE PIPELINE SEGMENT IN HOWARD COUNTY | SUNRISE PIPELINE SEGMENT IN HOWARD COUNTY | Howard County | TX | 79720 | HOWARD | CN605965797 | RN111391389 | Pipeline coating and cathodic protection on the Sunrise Pipeline Segment in Howard County. | The following property is used 100% for pollution control to meet or exceed federal or state regulations: Pipeline coating and cathodic protection on the Sunrise Pipeline Segment in Howard County. | 2022-01-07 | 1020816 | 100
24096 | T1 | PLAINS ORYX PERMIAN BASIN PIPELINE LLC | WINK TO MCCAMEY PIPELINE SEGMENT IN WINKLER COUNTY | WINK TO MCCAMEY PIPELINE SEGMENT IN WINKLER COUNTY | Winkler County | TX | 79745 | WINKLER | CN605965797 | RN111391470 | Pipeline coating and cathodic protection on the Wink to McCamey Pipeline Segment in Winkler County. | The following property is used 100% for pollution control to meet or exceed federal or state regulations: Pipeline coating and cathodic protection on the Wink to McCamey Pipeline Segment in Winkler County. | 2022-01-12 | 572830 | 100
24097 | T1 | PLAINS ORYX PERMIAN BASIN PIPELINE LLC | WINK TO MCCAMEY PIPELINE SEGMENT IN WARD COUNTY | WINK TO MCCAMEY PIPELINE SEGMENT IN WARD COUNTY | Ward County | TX | 79756 | WARD | CN605965797 | RN111391488 | Pipeline coating and cathodic protection on the Wink to McCamey Pipeline Segment in Ward County. | The following property is used 100% for pollution control to meet or exceed federal or state regulations: Pipeline coating and cathodic protection on the Wink to McCamey Pipeline Segment in Ward County. | 2022-01-21 | 483899 | 100
24098 | T1 | CHEVRON PHILLIPS CHEMICAL COMPANY LP | PASADENA PLASTICS COMPLEX | 1400 JEFFERSON | PASADENA | TX | 77506 | HARRIS | CN600303614 | RN102018322 | Flare uninterruptable power supply (UPS) system consisting of 30KVA UPS, new UPS distribution panel, and bypass switch. | The following property is used 100% for pollution control and is installed to meet or exceed federal or state regulations: Flare uninterruptable power supply (UPS) system consisting of 30KVA UPS, new UPS distribution panel, and bypass switch. | 2022-01-03 | 253000 | 100
24099 | T1 | PLAINS ORYX PERMIAN BASIN PIPELINE LLC | WINK TO MCCAMEY PIPELINE SEGMENT IN UPTON COUNTY | WINK TO MCCAMEY PIPELINE SEGMENT IN UPTON COUNTY | Upton County | TX | 79778 | UPTON | CN605965797 | RN111391496 | Pipeline coating and cathodic protection on the Wink to McCamey Pipeline Segment in Upton County. | The following property is used 100% for pollution control to meet or exceed federal or state regulations: Pipeline coating and cathodic protection on the Wink to McCamey Pipeline Segment in Upton County. | 2022-01-12 | 288514 | 100
24100 | T1 | PLAINS ORYX PERMIAN BASIN PIPELINE LLC | WINK TO MCCAMEY PIPELINE SEGMENT IN CRANE COUNTY | WINK TO MCCAMEY PIPELINE SEGMENT IN CRANE COUNTY | Crane County | TX | 79731 | CRANE | CN605965797 | RN111391504 | Pipeline coating and cathodic protection on the Wink to McCamey Pipeline Segment in Crane County. | The following property is used 100% for pollution control to meet or exceed federal or state regulations: Pipeline coating and cathodic protection on the Wink to McCamey Pipeline Segment in Crane County. | 2022-01-12 | 1181001 | 100
24101 | T1 | PLAINS ORYX PERMIAN BASIN PIPELINE LLC | STATELINE PIPELINE SEGMENT IN CULBERSON COUNTY | STATELINE PIPELINE SEGMENT IN CULBERSON COUNTY | Culberson County | TX | 79855 | CULBERSON | CN605965797 | RN111391512 | Pipeline coating and cathodic protection on the Stateline Pipeline Segment in Culberson County. | The following property is used 100% for pollution control to meet or exceed federal or state regulations: Pipeline coating and cathodic protection on the Stateline Pipeline Segment in Culberson County. | 2022-01-12 | 529339 | 100
24102 | T1 | PLAINS ORYX PERMIAN BASIN PIPELINE LLC | STATELINE PIPELINE SEGMENT IN WINKLER COUNTY | STATELINE PIPELINE SEGMENT IN WINKLER COUNTY | Winkler County | TX | 79745 | WINKLER | CN605965797 | RN111391520 | Pipeline coating and cathodic protection on the Stateline Pipeline Segment in Winkler County. | The following property is used 100% for pollution control to meet or exceed federal or state regulations: Pipeline coating and cathodic protection on the Stateline Pipeline Segment in Winkler County. | 2022-01-12 | 740233 | 100
24103 | T1 | PLAINS ORYX PERMIAN BASIN PIPELINE LLC | STATELINE PIPELINE SEGMENT IN REEVES COUNTY | STATELINE PIPELINE SEGMENT IN REEVES COUNTY | Reeves County | TX | 79772 | REEVES | CN605965797 | RN111391546 | Pipeline coating and cathodic protection on the Stateline Pipeline Segment in Reeves County. | The following property is used 100% for pollution control to meet or exceed federal or state regulations: Pipeline coating and cathodic protection on the Stateline Pipeline Segment in Reeves County. | 2022-01-12 | 474973 | 100
24104 | T1 | PLAINS ORYX PERMIAN BASIN PIPELINE LLC | STATELINE PIPELINE SEGMENT IN LOVING COUNTY | STATELINE PIPELINE SEGMENT IN LOVING COUNTY | Loving County | TX | 79754 | LOVING | CN605965797 | RN111391553 | Pipeline coating and cathodic protection on the Stateline Pipeline Segment in Loving County. | The following property is used 100% for pollution control to meet or exceed federal or state regulations: Pipeline coating and cathodic protection on the Stateline Pipeline Segment in Loving County. | 2022-01-12 | 2504615 | 100
24105 | T1 | PLAINS ORYX PERMIAN BASIN PIPELINE LLC | BONE SPRING PIPELINE SEGMENT IN REEVES COUNTY | BONE SPRING PIPELINE SEGMENT IN REEVES COUNTY | Reeves County | TX | 79772 | REEVES | CN605965797 | RN111391561 | Pipeline coating and cathodic protection on the Bone Spring Pipeline Segment in Reeves County. | The following property is used 100% for pollution control to meet or exceed federal or state regulations: Pipeline coating and cathodic protection on the Bone Spring Pipeline Segment in Reeves County. | 2022-01-12 | 878787 | 100
24106 | T1 | PLAINS ORYX PERMIAN BASIN PIPELINE LLC | BONE SPRING PIPELINE SEGMENT IN CULBERSON COUNTY | BONE SPRING PIPELINE SEGMENT IN CULBERSON COUNTY | Culberson County | TX | 79855 | CULBERSON | CN605965797 | RN111391579 | Pipeline coating and cathodic protection on the Bone Spring Pipeline Segment in Culberson County. | The following property is used 100% for pollution control to meet or exceed federal or state regulations: Pipeline coating and cathodic protection on the Bone Spring Pipeline Segment in Culberson County. | 2022-01-12 | 402927 | 100
24107 | T1 | PLAINS ORYX PERMIAN BASIN PIPELINE LLC | BONE SPRING PIPELINE SEGMENT IN WARD COUNTY | BONE SPRING PIPELINE SEGMENT IN WARD COUNTY | Ward County | TX | 79756 | WARD | CN605965797 | RN111391587 | Pipeline coating and cathodic protection on the Bone Spring Pipeline Segment in Ward County. | The following property is used 100% for pollution control to meet or exceed federal or state regulations: Pipeline coating and cathodic protection on the Bone Spring Pipeline Segment in Ward County. | 2022-01-12 | 898497 | 100
24108 | T1 | PLAINS ORYX PERMIAN BASIN PIPELINE LLC | BONE SPRING PIPELINE SEGMENT IN LOVING COUNTY | BONE SPRING PIPELINE SEGMENT IN LOVING COUNTY | Loving County | TX | 79754 | LOVING | CN605965797 | RN111391595 | Pipeline coating and cathodic protection on the Bone Spring Pipeline Segment in Loving County. | The following property is used 100% for pollution control to meet or exceed federal or state regulations: Pipeline coating and cathodic protection on the Bone Spring Pipeline Segment in Loving County. | 2022-01-12 | 1606726 | 100
24109 | T1 | PLAINS ORYX PERMIAN BASIN PIPELINE LLC | BONE SPRING PIPELINE SEGMENT IN WINKLER COUNTY | BONE SPRING PIPELINE SEGMENT IN WINKLER COUNTY | Winkler County | TX | 79745 | WINKLER | CN605965797 | RN111391603 | Pipeline coating and cathodic protection on the Bone Spring Pipeline Segment in Winkler County. | The following property is used 100% for pollution control to meet or exceed federal or state regulations: Pipeline coating and cathodic protection on the Bone Spring Pipeline Segment in Winkler County. | 2022-01-12 | 654637 | 100
24110 | T1 | PLAINS ORYX PERMIAN BASIN PIPELINE LLC | ALPHA GATHERING PIPELINE SEGMENT IN WINKLER COUNTY | ALPHA GATHERING PIPELINE SEGMENT IN WINKLER COUNTY | Winkler County | TX | 79754 | WINKLER | CN605965797 | RN111391363 | Pipeline coating and cathodic protection on the Alpha Gathering Pipeline Segment in Winkler County. | The following property is used 100% for pollution control to meet or exceed federal or state regulations: Pipeline coating and cathodic protection on the Alpha Gathering Pipeline Segment in Winkler County. | 2022-02-10 | 491124 | 100
24111 | T1 | PLAINS ORYX PERMIAN BASIN PIPELINE LLC | ALPHA GATHERING PIPELINE SEGMENT IN LOVING COUNTY | ALPHA GATHERING PIPELINE SEGMENT IN LOVING COUNTY | Loving County | TX | 79754 | LOVING | CN605965797 | RN111390944 | Pipeline coating and cathodic protection on the Alpha Gathering Pipeline Segment in Loving County. | The following property is used 100% for pollution control to meet or exceed federal or state regulations: Pipeline coating and cathodic protection on the Alpha Gathering Pipeline Segment in Loving County. | 2022-02-10 | 272024 | 100
24112 | T1 | CHEVRON PHILLIPS CHEMICAL COMPANY LP | PASADENA PLASTICS COMPLEX | 1400 JEFFERSON | PASADENA | TX | 77506 | HARRIS | CN600303614 | RN102018322 | LG sonic ultrasound technology buoy in Ponds #2 and #4 consisting of pH and total suspended solids analyzers and algae control module; new meter station for Outfall 001 including flow meters, foundation, power poles, piping, controls, instrumentation, input/output cabinets, actuators, and communication and electrical supporting equipment; upstream pond mitigation consisting of Plant #8 process ditch grading, restoration, build-up of sides, concrete cloth lining, barricades, concrete in sloped areas and Outfall #2 debris removal, clay build-up around wingwall, and 60/40 dense stabilized sand; and replacement of 84” storm water line leading to the Storm Water Pond. | The following property is used 100% for pollution control and is installed to meet or exceed federal or state regulations: LG sonic ultrasound technology buoy in Ponds #2 and #4 consisting of pH and total suspended solids analyzers and algae control module; new meter station for Outfall 001 including flow meters, foundation, power poles, piping, controls, instrumentation, input/output cabinets, actuators, and communication and electrical supporting equipment; upstream pond mitigation consisting of Plant #8 process ditch grading, restoration, build-up of sides, concrete cloth lining, barricades, concrete in sloped areas and Outfall #2 debris removal, clay build-up around wingwall, and 60/40 dense stabilized sand; and replacement of 84” storm water line leading to the Storm Water Pond. | 1900-02-12 | 2120000 | 100
24113 | T1 | CHEVRON PHILLIPS CHEMICAL COMPANY LP | PASADENA PLASTICS COMPLEX | 1400 JEFFERSON | PASADENA | TX | 77506 | HARRIS | CN600303614 | RN102018322 | Spare continuous take off lines | NOD response not received | 2022-03-21 | 660000 | 100
24114 | T1 | SUNRISE PIPELINE LLC | SUNRISE II PIPELINE SEGMENT IN WICHITA COUNTY | SUNRISE II PIPELINE SEGMENT IN WICHITA COUNTY | Wichita County | TX | 76301 | WICHITA | CN605966282 | RN111392239 | Pipeline coating and cathodic protection on the Sunrise II Pipeline Segment in Wichita County. | The following property is used 100% for pollution control to meet or exceed federal or state regulations: Pipeline coating and cathodic protection on the Sunrise II Pipeline Segment in Wichita County. | 2022-01-13 | 188033 | 100
24115 | T1 | SUNRISE PIPELINE LLC | SUNRISE II PIPELINE SEGMENT IN THROCKMORTON COUNTY | SUNRISE II PIPELINE SEGMENT IN THROCKMORTON COUNTY | Throckmorton County | TX | 76483 | THROCKMORTON | CN605966282 | RN111392247 | Pipeline coating and cathodic protection on the Sunrise II Pipeline Segment in Throckmorton County. | The following property is used 100% for pollution control to meet or exceed federal or state regulations: Pipeline coating and cathodic protection on the Sunrise II Pipeline Segment in Throckmorton County. | 2022-01-13 | 112131 | 100
24116 | T1 | SUNRISE PIPELINE LLC | SUNRISE II PIPELINE SEGMENT IN STONEWALL COUNTY | SUNRISE II PIPELINE SEGMENT IN STONEWALL COUNTY | Stonewall County | TX | 79502 | STONEWALL | CN605966282 | RN111392254 | Pipeline coating and cathodic protection on the Sunrise II Pipeline Segment in Stonewall County. | The following property is used 100% for pollution control to meet or exceed federal or state regulations: Pipeline coating and cathodic protection on the Sunrise II Pipeline Segment in Stonewall County. | 2022-01-13 | 370819 | 100
24117 | T1 | SUNRISE PIPELINE LLC | SUNRISE II PIPELINE SEGMENT IN SCURRY COUNTY | SUNRISE II PIPELINE SEGMENT IN SCURRY COUNTY | Scurry County | TX | 79549 | SCURRY | CN605966282 | RN111392262 | Pipeline coating and cathodic protection on the Sunrise II Pipeline Segment in Scurry County. | The following property is used 100% for pollution control to meet or exceed federal or state regulations: Pipeline coating and cathodic protection on the Sunrise II Pipeline Segment in Scurry County. | 2022-01-13 | 557075 | 100
24118 | T1 | SUNRISE PIPELINE LLC | SUNRISE II PIPELINE SEGMENT IN MITCHELL COUNTY | SUNRISE II PIPELINE SEGMENT IN MITCHELL COUNTY | Mitchell County | TX | 79512 | MITCHELL | CN605966282 | RN111392270 | Pipeline coating and cathodic protection on the Sunrise II Pipeline Segment in Mitchell County.The following property is used 100% for pollution control to meet or exceed federal or state regulations: Pipeline coating and cathodic protection on the Sunrise II Pipeline Segment in Mitchell County. | The following property is used 100% for pollution control to meet or exceed federal or state regulations: Pipeline coating and cathodic protection on the Sunrise II Pipeline Segment in Mitchell County.The following property is used 100% for pollution control to meet or exceed federal or state regulations: Pipeline coating and cathodic protection on the Sunrise II Pipeline Segment in Mitchell County. | 2022-01-13 | 609553 | 100
24119 | T1 | SUNRISE PIPELINE LLC | SUNRISE II PIPELINE SEGMENT IN MIDLAND COUNTY | SUNRISE II PIPELINE SEGMENT IN MIDLAND COUNTY | Midland County | TX | 79701 | MIDLAND | CN605966282 | RN111392296 | Pipeline coating and cathodic protection on the Sunrise II Pipeline Segment in Midland County. | The following property is used 100% for pollution control to meet or exceed federal or state regulations: Pipeline coating and cathodic protection on the Sunrise II Pipeline Segment in Midland County. | 2022-01-13 | 407580 | 100
24120 | T1 | SUNRISE PIPELINE LLC | SUNRISE II PIPELINE SEGMENT IN MARTIN COUNTY | SUNRISE II PIPELINE SEGMENT IN MARTIN COUNTY | Martin County | TX | 79782 | MARTIN | CN605966282 | RN111392304 | Pipeline coating and cathodic protection on the Sunrise II Pipeline Segment in Martin County. | The following property is used 100% for pollution control to meet or exceed federal or state regulations: Pipeline coating and cathodic protection on the Sunrise II Pipeline Segment in Martin County. | 2022-01-13 | 242968 | 100
24121 | T1 | SUNRISE PIPELINE LLC | SUNRISE II PIPELINE SEGMENT IN HOWARD COUNTY | SUNRISE II PIPELINE SEGMENT IN HOWARD COUNTY | Howard County | TX | 79720 | HOWARD | CN605966282 | RN111392312 | Pipeline coating and cathodic protection on the Sunrise II Pipeline Segment in Howard County. | The following property is used 100% for pollution control to meet or exceed federal or state regulations: Pipeline coating and cathodic protection on the Sunrise II Pipeline Segment in Howard County. | 2022-01-13 | 1194248 | 100
24122 | T1 | SUNRISE PIPELINE LLC | SUNRISE II PIPELINE SEGMENT IN HASKELL COUNTY | SUNRISE II PIPELINE SEGMENT IN HASKELL COUNTY | Haskell County | TX | 79521 | HASKELL | CN605966282 | RN111392320 | Pipeline coating and cathodic protection on the Sunrise II Pipeline Segment in Haskell County. | The following property is used 100% for pollution control to meet or exceed federal or state regulations: Pipeline coating and cathodic protection on the Sunrise II Pipeline Segment in Haskell County. | 2022-01-13 | 1170202 | 100
24123 | T1 | SUNRISE PIPELINE LLC | SUNRISE II PIPELINE SEGMENT IN FISHER COUNTY | SUNRISE II PIPELINE SEGMENT IN FISHER COUNTY | Fisher County | TX | 79543 | FISHER | CN605966282 | RN111392338 | Pipeline coating and cathodic protection on the Sunrise II Pipeline Segment in Fisher County. | The following property is used 100% for pollution control to meet or exceed federal or state regulations: Pipeline coating and cathodic protection on the Sunrise II Pipeline Segment in Fisher County. | 2022-01-13 | 1011474 | 100
24124 | T1 | SUNRISE PIPELINE LLC | SUNRISE II PIPELINE SEGMENT IN BAYLOR COUNTY | SUNRISE II PIPELINE SEGMENT IN BAYLOR COUNTY | Baylor County | TX | 76380 | BAYLOR | CN605966282 | RN111392346 | Pipeline coating and cathodic protection on the Sunrise II Pipeline Segment in Baylor County. | The following property is used 100% for pollution control to meet or exceed federal or state regulations: Pipeline coating and cathodic protection on the Sunrise II Pipeline Segment in Baylor County. | 2022-01-13 | 960105 | 100
24125 | T1 | SUNRISE PIPELINE LLC | SUNRISE II PIPELINE SEGMENT IN ARCHER COUNTY | SUNRISE II PIPELINE SEGMENT IN ARCHER COUNTY | Archer County | TX | 76351 | ARCHER | CN605966282 | RN111392197 | Pipeline coating and cathodic protection on the Sunrise II Pipeline Segment in Archer County. | The following property is used 100% for pollution control to meet or exceed federal or state regulations: Pipeline coating and cathodic protection on the Sunrise II Pipeline Segment in Archer County. | 2022-01-13 | 1016542 | 100
24126 | T1 | ENTERPRISE GC LLC | ENTERPRISE GC MENTONE GAS PROCESSING PLANT FLARE | 2439 COUNTY RD 300 | Loving County | TX | 79754 | LOVING | CN605966456 | RN110716388 | Thermal oxidizer. | The following property is used 100% for pollution control and is installed to meet or exceed federal or state regulations: Thermal oxidizer. | 2022-01-12 | 3300000 | 100
24127 | T1 | STEVES & SONS INC | STEVES & SONS INC SASW OPERATION | 211 NEW LAREDO HWY | SAN ANTONIO | TX | 78211 | BEXAR | CN601425234 | RN105443618 | An AGET dust collection unit and a Holzh dust collection unit with ancillary ducting, fans, cyclones, and filters; the 1,000 square feet of land occupied by the dust collector equipment; and seven paint booth enclosures with particulate filter control systems. | The following property is used 100% for pollution control and is installed to meet or exceed federal or state regulations: An AGET dust collection unit and a Holzh dust collection unit with ancillary ducting, fans, cyclones, and filters; the 1,000 square feet of land occupied by the dust collector equipment; and seven paint booth enclosures with particulate filter control systems. | 2022-02-17 | 636086 | 100
24128 | T1 | RED RIVER PIPELINE COMPANY LLC | RED RIVER PIPELINE SEGMENT IN WOOD COUNTY | RED RIVER PIPELINE SEGMENT IN WOOD COUNTY | Wood County | TX | 75783 | WOOD | CN605965821 | RN111391264 | Nondestructive pipeline testing expenditures – Radiography. | The following property is used 100% for pollution control to meet or exceed federal or state regulations: Nondestructive pipeline testing expenditures – Radiography. | 2022-01-19 | 1034887 | 100
24129 | T1 | RED RIVER PIPELINE COMPANY LLC | RED RIVER PIPELINE SEGMENT IN SMITH COUNTY | RED RIVER PIPELINE SEGMENT IN SMITH COUNTY | Smith County | TX | 75701 | SMITH | CN605965821 | RN111391272 | Nondestructive pipeline testing expenditures – Radiography. | The following property is used 100% for pollution control to meet or exceed federal or state regulations: Nondestructive pipeline testing expenditures – Radiography. | 2022-01-19 | 384533 | 100
24130 | T1 | RED RIVER PIPELINE COMPANY LLC | RED RIVER PIPELINE SEGMENT IN RAINS COUNTY | RED RIVER PIPELINE SEGMENT IN RAINS COUNTY | Rains County | TX | 75440 | RAINS | CN605965821 | RN111391280 | Nondestructive pipeline testing expenditures – Radiography. | The following property is used 100% for pollution control to meet or exceed federal or state regulations: Nondestructive pipeline testing expenditures – Radiography. | 2022-01-19 | 398203 | 100
24131 | T1 | RED RIVER PIPELINE COMPANY LLC | RED RIVER PIPELINE SEGMENT IN HUNT COUNTY | RED RIVER PIPELINE SEGMENT IN HUNT COUNTY | Hunt County | TX | 75401 | HUNT | CN605965821 | RN111391298 | Nondestructive pipeline testing expenditures – Radiography. | The following property is used 100% for pollution control to meet or exceed federal or state regulations: Nondestructive pipeline testing expenditures – Radiography. | 2022-01-19 | 848815 | 100
24132 | T1 | RED RIVER PIPELINE COMPANY LLC | RED RIVER PIPELINE SEGMENT IN HOPKINS COUNTY | RED RIVER PIPELINE SEGMENT IN HOPKINS COUNTY | Hopkins County | TX | 75482 | HOPKINS | CN605965821 | RN111391306 | Nondestructive pipeline testing expenditures – Radiography. | The following property is used 100% for pollution control to meet or exceed federal or state regulations: Nondestructive pipeline testing expenditures – Radiography. | 2022-01-19 | 302830 | 100
24133 | T1 | RED RIVER PIPELINE COMPANY LLC | RED RIVER PIPELINE SEGMENT IN GREGG COUNTY | RED RIVER PIPELINE SEGMENT IN GREGG COUNTY | Gregg County | TX | 75601 | GREGG | CN605965821 | RN111391314 | Nondestructive pipeline testing expenditures – Radiography. | The following property is used 100% for pollution control to meet or exceed federal or state regulations: Nondestructive pipeline testing expenditures – Radiography. | 2022-01-19 | 251872 | 100
24134 | T1 | RED RIVER PIPELINE COMPANY LLC | RED RIVER PIPELINE SEGMENT IN GRAYSON COUNTY | RED RIVER PIPELINE SEGMENT IN GRAYSON COUNTY | Grayson County | TX | 75090 | GRAYSON | CN605965821 | RN111391322 | Nondestructive pipeline testing expenditures – Radiography. | The following property is used 100% for pollution control to meet or exceed federal or state regulations: Nondestructive pipeline testing expenditures – Radiography. | 2022-01-19 | 1064457 | 100
24135 | T1 | RED RIVER PIPELINE COMPANY LLC | RED RIVER PIPELINE SEGMENT IN FANNIN COUNTY | RED RIVER PIPELINE SEGMENT IN FANNIN COUNTY | Fannin County | TX | 75418 | FANNIN | CN605965821 | RN111391330 | Nondestructive pipeline testing expenditures – Radiography. | The following property is used 100% for pollution control to meet or exceed federal or state regulations: Nondestructive pipeline testing expenditures – Radiography. | 2022-01-19 | 278759 | 100
24136 | T1 | RED RIVER PIPELINE COMPANY LLC | RED RIVER PIPELINE SEGMENT IN COOKE COUNTY | RED RIVER PIPELINE SEGMENT IN COOKE COUNTY | Cooke County | TX | 76240 | COOKE | CN605965821 | RN111391124 | Nondestructive pipeline testing expenditures – Radiography. | The following property is used 100% for pollution control to meet or exceed federal or state regulations: Nondestructive pipeline testing expenditures – Radiography. | 2022-01-19 | 897864 | 100
24137 | T1 | PLAINS ORYX PERMIAN BASIN PIPELINE LLC | SUNRISE PIPELINE SEGMENT IN SCURRY COUNTY | SUNRISE PIPELINE SEGMENT IN SCURRY COUNTY | Scurry County | TX | 79549 | SCURRY | CN605965797 | RN111391421 | Nondestructive pipeline testing expenditures – Radiography. | The following property is used 100% for pollution control to meet or exceed federal or state regulations: Nondestructive pipeline testing expenditures – Radiography. | 2022-01-20 | 16986 | 100
24138 | T1 | PLAINS ORYX PERMIAN BASIN PIPELINE LLC | SUNRISE PIPELINE SEGMENT IN MITCHELL COUNTY | SUNRISE PIPELINE SEGMENT IN MITCHELL COUNTY | Mitchell County | TX | 79512 | MITCHELL | CN605965797 | RN111391413 | Nondestructive pipeline testing expenditures – Radiography. | The following property is used 100% for pollution control to meet or exceed federal or state regulations: Nondestructive pipeline testing expenditures – Radiography. | 2022-01-20 | 697320 | 100
24139 | T1 | PLAINS ORYX PERMIAN BASIN PIPELINE LLC | SUNRISE PIPELINE SEGMENT IN MIDLAND COUNTY | SUNRISE PIPELINE SEGMENT IN MIDLAND COUNTY | Midland County | TX | 79701 | MIDLAND | CN605965797 | RN111391405 | Nondestructive pipeline testing expenditures – Radiography. | The following property is used 100% for pollution control to meet or exceed federal or state regulations: Nondestructive pipeline testing expenditures – Radiography. | 2022-01-20 | 503580 | 100
24140 | T1 | PLAINS ORYX PERMIAN BASIN PIPELINE LLC | SUNRISE PIPELINE SEGMENT IN MARTIN COUNTY | SUNRISE PIPELINE SEGMENT IN MARTIN COUNTY | Martin County | TX | 79782 | MARTIN | CN605965797 | RN111391397 | Nondestructive pipeline testing expenditures – Radiography. | The following property is used 100% for pollution control to meet or exceed federal or state regulations: Nondestructive pipeline testing expenditures – Radiography. | 2022-01-20 | 265682 | 100
24141 | T1 | PLAINS ORYX PERMIAN BASIN PIPELINE LLC | SUNRISE PIPELINE SEGMENT IN HOWARD COUNTY | SUNRISE PIPELINE SEGMENT IN HOWARD COUNTY | Howard County | TX | 79720 | HOWARD | CN605965797 | RN111391389 | Nondestructive pipeline testing expenditures – Radiography. | The following property is used 100% for pollution control to meet or exceed federal or state regulations: Nondestructive pipeline testing expenditures – Radiography. | 2022-01-20 | 1288741 | 100
24142 | T1 | PLAINS ORYX PERMIAN BASIN PIPELINE LLC | WINK TO MCCAMEY PIPELINE SEGMENT IN WINKLER COUNTY | WINK TO MCCAMEY PIPELINE SEGMENT IN WINKLER COUNTY | Winkler County | TX | 79745 | WINKLER | CN605965797 | RN111391470 | Nondestructive pipeline testing expenditures – Radiography. | The following property is used 100% for pollution control to meet or exceed federal or state regulations: Nondestructive pipeline testing expenditures – Radiography. | 2022-01-20 | 723176 | 100
24143 | T1 | PLAINS ORYX PERMIAN BASIN PIPELINE LLC | WINK TO MCCAMEY PIPELINE SEGMENT IN WARD COUNTY | WINK TO MCCAMEY PIPELINE SEGMENT IN WARD COUNTY | Ward County | TX | 79756 | WARD | CN605965797 | RN111391488 | Nondestructive pipeline testing expenditures – Radiography. | The following property is used 100% for pollution control to meet or exceed federal or state regulations: Nondestructive pipeline testing expenditures – Radiography. | 2022-01-20 | 610904 | 100
24144 | T1 | PLAINS ORYX PERMIAN BASIN PIPELINE LLC | WINK TO MCCAMEY PIPELINE SEGMENT IN UPTON COUNTY | WINK TO MCCAMEY PIPELINE SEGMENT IN UPTON COUNTY | Upton County | TX | 79778 | UPTON | CN605965797 | RN111391496 | Nondestructive pipeline testing expenditures – Radiography. | The following property is used 100% for pollution control to meet or exceed federal or state regulations: Nondestructive pipeline testing expenditures – Radiography. | 2022-01-20 | 364238 | 100
24145 | T1 | PLAINS ORYX PERMIAN BASIN PIPELINE LLC | WINK TO MCCAMEY PIPELINE SEGMENT IN CRANE COUNTY | WINK TO MCCAMEY PIPELINE SEGMENT IN CRANE COUNTY | Crane County | TX | 79731 | CRANE | CN605965797 | RN111391504 | Nondestructive pipeline testing expenditures – Radiography. | The following property is used 100% for pollution control to meet or exceed federal or state regulations: Nondestructive pipeline testing expenditures – Radiography. | 2022-01-20 | 1490969 | 100
24146 | T1 | PLAINS ORYX PERMIAN BASIN PIPELINE LLC | STATELINE PIPELINE SEGMENT IN CULBERSON COUNTY | STATELINE PIPELINE SEGMENT IN CULBERSON COUNTY | Culberson County | TX | 79855 | CULBERSON | CN605965797 | RN111391512 | Nondestructive pipeline testing expenditures – Radiography. | The following property is used 100% for pollution control to meet or exceed federal or state regulations: Nondestructive pipeline testing expenditures – Radiography. | 2022-01-20 | 668271 | 100
24147 | T1 | PLAINS ORYX PERMIAN BASIN PIPELINE LLC | STATELINE PIPELINE SEGMENT IN WINKLER COUNTY | STATELINE PIPELINE SEGMENT IN WINKLER COUNTY | Winkler County | TX | 79745 | WINKLER | CN605965797 | RN111391520 | Nondestructive pipeline testing expenditures – Radiography. | The following property is used 100% for pollution control to meet or exceed federal or state regulations: Nondestructive pipeline testing expenditures – Radiography. | 2022-01-20 | 934516 | 100
24148 | T1 | PLAINS ORYX PERMIAN BASIN PIPELINE LLC | STATELINE PIPELINE SEGMENT IN REEVES COUNTY | STATELINE PIPELINE SEGMENT IN REEVES COUNTY | Reeves County | TX | 79772 | REEVES | CN605965797 | RN111391546 | Nondestructive pipeline testing expenditures – Radiography. | The following property is used 100% for pollution control to meet or exceed federal or state regulations: Nondestructive pipeline testing expenditures – Radiography. | 2022-01-20 | 599635 | 100
24149 | T1 | PLAINS ORYX PERMIAN BASIN PIPELINE LLC | STATELINE PIPELINE SEGMENT IN LOVING COUNTY | STATELINE PIPELINE SEGMENT IN LOVING COUNTY | Loving County | TX | 79754 | LOVING | CN605965797 | RN111391553 | Nondestructive pipeline testing expenditures – Radiography. | The following property is used 100% for pollution control to meet or exceed federal or state regulations: Nondestructive pipeline testing expenditures – Radiography. | 2022-01-20 | 3161981 | 100
24150 | T1 | PLAINS ORYX PERMIAN BASIN PIPELINE LLC | BONE SPRING PIPELINE SEGMENT IN REEVES COUNTY | BONE SPRING PIPELINE SEGMENT IN REEVES COUNTY | Reeves County | TX | 79772 | REEVES | CN605965797 | RN111391561 | Nondestructive pipeline testing expenditures – Radiography. | The following property is used 100% for pollution control to meet or exceed federal or state regulations: Nondestructive pipeline testing expenditures – Radiography. | 2022-01-20 | 1109436 | 100
24151 | T1 | PLAINS ORYX PERMIAN BASIN PIPELINE LLC | BONE SPRING PIPELINE SEGMENT IN CULBERSON COUNTY | BONE SPRING PIPELINE SEGMENT IN CULBERSON COUNTY | Culberson County | TX | 79855 | CULBERSON | CN605965797 | RN111391579 | Nondestructive pipeline testing expenditures – Radiography. | The following property is used 100% for pollution control to meet or exceed federal or state regulations: Nondestructive pipeline testing expenditures – Radiography. | 2022-01-20 | 508679 | 100
24152 | T1 | PLAINS ORYX PERMIAN BASIN PIPELINE LLC | BONE SPRING PIPELINE SEGMENT IN WARD COUNTY | BONE SPRING PIPELINE SEGMENT IN WARD COUNTY | Ward County | TX | 79756 | WARD | CN605965797 | RN111391587 | Nondestructive pipeline testing expenditures – Radiography. | The following property is used 100% for pollution control to meet or exceed federal or state regulations: Nondestructive pipeline testing expenditures – Radiography. | 2022-01-20 | 1134318 | 100
24153 | T1 | PLAINS ORYX PERMIAN BASIN PIPELINE LLC | BONE SPRING PIPELINE SEGMENT IN LOVING COUNTY | BONE SPRING PIPELINE SEGMENT IN LOVING COUNTY | Loving County | TX | 79754 | LOVING | CN605965797 | RN111391595 | Nondestructive pipeline testing expenditures – Radiography. | The following property is used 100% for pollution control to meet or exceed federal or state regulations: Nondestructive pipeline testing expenditures – Radiography. | 2022-01-20 | 2028430 | 100
24154 | T1 | PLAINS ORYX PERMIAN BASIN PIPELINE LLC | BONE SPRING PIPELINE SEGMENT IN WINKLER COUNTY | BONE SPRING PIPELINE SEGMENT IN WINKLER COUNTY | Winkler County | TX | 79745 | WINKLER | CN605965797 | RN111391603 | Nondestructive pipeline testing expenditures – Radiography. | The following property is used 100% for pollution control to meet or exceed federal or state regulations: Nondestructive pipeline testing expenditures – Radiography. | 2022-01-20 | 826455 | 100
24155 | T1 | PLAINS ORYX PERMIAN BASIN PIPELINE LLC | ALPHA GATHERING PIPELINE SEGMENT IN WINKLER COUNTY | ALPHA GATHERING PIPELINE SEGMENT IN WINKLER COUNTY | Winkler County | TX | 79754 | WINKLER | CN605965797 | RN111391363 | Nondestructive pipeline testing expenditures – Radiography. | The following property is used 100% for pollution control to meet or exceed federal or state regulations: Nondestructive pipeline testing expenditures – Radiography. | 2022-02-10 | 620025 | 100
24156 | T1 | PLAINS ORYX PERMIAN BASIN PIPELINE LLC | ALPHA GATHERING PIPELINE SEGMENT IN LOVING COUNTY | ALPHA GATHERING PIPELINE SEGMENT IN LOVING COUNTY | Loving County | TX | 79754 | LOVING | CN605965797 | RN111390944 | Nondestructive pipeline testing expenditures – Radiography. | The following property is used 100% for pollution control to meet or exceed federal or state regulations: Nondestructive pipeline testing expenditures – Radiography. | 2022-02-10 | 343419 | 100
24157 | T1 | PLAINS PIPELINE LP | CACTUS PIPELINE SEGMENT IN VAL VERDE COUNTY | CACTUS PIPELINE SEGMENT IN VAL VERDE COUNTY | Val Verde County | TX | 78840 | VAL VERDE | CN601440852 | RN111392908 | Sedimentation and erosion controls consisting of slope breakers, silt fences, sedimentation barriers, staked hay or straw bales, matting and diking. | The following property is used 100% for pollution control and is installed to meet or exceed federal or state regulations: Sedimentation and erosion controls consisting of slope breakers, silt fences, sedimentation barriers, staked hay or straw bales, matting and diking. | 2022-02-08 | 9570993 | 100
24158 | T1 | SUNRISE PIPELINE LLC | SUNRISE II PIPELINE SEGMENT IN WICHITA COUNTY | SUNRISE II PIPELINE SEGMENT IN WICHITA COUNTY | Wichita County | TX | 76301 | WICHITA | CN605966282 | RN111392239 | Nondestructive pipeline testing expenditures – Radiography. | The following property is used 100% for pollution control to meet or exceed federal or state regulations: Nondestructive pipeline testing expenditures – Radiography. | 2022-01-21 | 237385 | 100
24159 | T1 | SUNRISE PIPELINE LLC | SUNRISE II PIPELINE SEGMENT IN THROCKMORTON COUNTY | SUNRISE II PIPELINE SEGMENT IN THROCKMORTON COUNTY | Throckmorton County | TX | 76483 | THROCKMORTON | CN605966282 | RN111392247 | Nondestructive pipeline testing expenditures – Radiography. | The following property is used 100% for pollution control to meet or exceed federal or state regulations: Nondestructive pipeline testing expenditures – Radiography. | 2022-01-21 | 141562 | 100
24160 | T1 | SUNRISE PIPELINE LLC | SUNRISE II PIPELINE SEGMENT IN STONEWALL COUNTY | SUNRISE II PIPELINE SEGMENT IN STONEWALL COUNTY | Stonewall County | TX | 79502 | STONEWALL | CN605966282 | RN111392254 | Nondestructive pipeline testing expenditures – Radiography. | The following property is used 100% for pollution control to meet or exceed federal or state regulations: Nondestructive pipeline testing expenditures – Radiography. | 2022-01-21 | 468145 | 100
24161 | T1 | SUNRISE PIPELINE LLC | SUNRISE II PIPELINE SEGMENT IN SCURRY COUNTY | SUNRISE II PIPELINE SEGMENT IN SCURRY COUNTY | Scurry County | TX | 79549 | SCURRY | CN605966282 | RN111392262 | Nondestructive pipeline testing expenditures – Radiography. | The following property is used 100% for pollution control to meet or exceed federal or state regulations: Nondestructive pipeline testing expenditures – Radiography. | 2022-01-21 | 703286 | 100
24162 | T1 | SUNRISE PIPELINE LLC | SUNRISE II PIPELINE SEGMENT IN MITCHELL COUNTY | SUNRISE II PIPELINE SEGMENT IN MITCHELL COUNTY | Mitchell County | TX | 79512 | MITCHELL | CN605966282 | RN111392270 | Nondestructive pipeline testing expenditures – Radiography. | The following property is used 100% for pollution control to meet or exceed federal or state regulations: Nondestructive pipeline testing expenditures – Radiography. | 2022-01-21 | 769538 | 100
24163 | T1 | SUNRISE PIPELINE LLC | SUNRISE II PIPELINE SEGMENT IN MIDLAND COUNTY | SUNRISE II PIPELINE SEGMENT IN MIDLAND COUNTY | Midland County | TX | 79701 | MIDLAND | CN605966282 | RN111392296 | Nondestructive pipeline testing expenditures – Radiography. | The following property is used 100% for pollution control to meet or exceed federal or state regulations: Nondestructive pipeline testing expenditures – Radiography. | 2022-01-21 | 514554 | 100
24164 | T1 | SUNRISE PIPELINE LLC | SUNRISE II PIPELINE SEGMENT IN MARTIN COUNTY | SUNRISE II PIPELINE SEGMENT IN MARTIN COUNTY | Martin County | TX | 79782 | MARTIN | CN605966282 | RN111392304 | Nondestructive pipeline testing expenditures – Radiography. | The following property is used 100% for pollution control to meet or exceed federal or state regulations: Nondestructive pipeline testing expenditures – Radiography. | 2022-01-28 | 306738 | 100
24165 | T1 | SUNRISE PIPELINE LLC | SUNRISE II PIPELINE SEGMENT IN HOWARD COUNTY | SUNRISE II PIPELINE SEGMENT IN HOWARD COUNTY | Howard County | TX | 79720 | HOWARD | CN605966282 | RN111392312 | Nondestructive pipeline testing expenditures – Radiography. | The following property is used 100% for pollution control to meet or exceed federal or state regulations: Nondestructive pipeline testing expenditures – Radiography. | 2022-01-28 | 1507693 | 100
24166 | T1 | SUNRISE PIPELINE LLC | SUNRISE II PIPELINE SEGMENT IN HASKELL COUNTY | SUNRISE II PIPELINE SEGMENT IN HASKELL COUNTY | Haskell County | TX | 79521 | HASKELL | CN605966282 | RN111392320 | Nondestructive pipeline testing expenditures – Radiography. | The following property is used 100% for pollution control to meet or exceed federal or state regulations: Nondestructive pipeline testing expenditures – Radiography. | 2022-01-28 | 1477336 | 100
24167 | T1 | SUNRISE PIPELINE LLC | SUNRISE II PIPELINE SEGMENT IN FISHER COUNTY | SUNRISE II PIPELINE SEGMENT IN FISHER COUNTY | Fisher County | TX | 79543 | FISHER | CN605966282 | RN111392338 | Nondestructive pipeline testing expenditures – Radiography. | The following property is used 100% for pollution control to meet or exceed federal or state regulations: Nondestructive pipeline testing expenditures – Radiography. | 2022-01-28 | 1276947 | 100
24168 | T1 | SUNRISE PIPELINE LLC | SUNRISE II PIPELINE SEGMENT IN BAYLOR COUNTY | SUNRISE II PIPELINE SEGMENT IN BAYLOR COUNTY | Baylor County | TX | 76380 | BAYLOR | CN605966282 | RN111392346 | Nondestructive pipeline testing expenditures – Radiography. | The following property is used 100% for pollution control to meet or exceed federal or state regulations: Nondestructive pipeline testing expenditures – Radiography. | 2022-01-28 | 1212096 | 100
24169 | T1 | SUNRISE PIPELINE LLC | SUNRISE II PIPELINE SEGMENT IN ARCHER COUNTY | SUNRISE II PIPELINE SEGMENT IN ARCHER COUNTY | Archer County | TX | 76351 | ARCHER | CN605966282 | RN111392197 | Nondestructive pipeline testing expenditures – Radiography. | The following property is used 100% for pollution control to meet or exceed federal or state regulations: Nondestructive pipeline testing expenditures – Radiography. | 2022-01-28 | 1283345 | 100
24170 | T1 | CADDO PIPELINE LLC | CADDO PIPELINE SEGMENT IN RUSK COUNTY | CADDO PIPELINE SEGMENT IN RUSK COUNTY | Rusk County | TX | 75652 | RUSK | CN605965813 | RN111391652 | Nondestructive pipeline testing expenditures – Radiography. | The following property is used 100% for pollution control to meet or exceed federal or state regulations: Nondestructive pipeline testing expenditures – Radiography. | 2022-02-01 | 121298 | 100
24171 | T1 | CADDO PIPELINE LLC | CADDO PIPELINE SEGMENT IN PANOLA COUNTY | CADDO PIPELINE SEGMENT IN PANOLA COUNTY | Panola County | TX | 75633 | PANOLA | CN605965813 | RN111391660 | Nondestructive pipeline testing expenditures – Radiography. | The following property is used 100% for pollution control to meet or exceed federal or state regulations: Nondestructive pipeline testing expenditures – Radiography. | 2022-02-01 | 677336 | 100
24172 | T1 | CADDO PIPELINE LLC | CADDO PIPELINE SEGMENT IN HARRISON COUNTY | CADDO PIPELINE SEGMENT IN HARRISON COUNTY | Harrison County | TX | 75670 | HARRISON | CN605965813 | RN111391678 | Nondestructive pipeline testing expenditures – Radiography. | The following property is used 100% for pollution control to meet or exceed federal or state regulations: Nondestructive pipeline testing expenditures – Radiography. | 2022-02-01 | 119694 | 100
24173 | T1 | CADDO PIPELINE LLC | CADDO PIPELINE SEGMENT IN GREGG COUNTY | CADDO PIPELINE SEGMENT IN GREGG COUNTY | Gregg County | TX | 75601 | GREGG | CN605965813 | RN111391116 | Nondestructive pipeline testing expenditures – Radiography. | The following property is used 100% for pollution control to meet or exceed federal or state regulations: Nondestructive pipeline testing expenditures – Radiography. | 2022-02-01 | 329724 | 100
24174 | T3 | PYCO INDUSTRIES INC | PYCO INDUSTRIES AVENUE A FACILITY | 2901 AVENUE A | LUBBOCK | TX | 79404 | LUBBOCK | CN600126973 | RN100223130 | Press primary particulate control system consisting of 68 cyclones with droppers and dropper drives, 68 fans, and vanes and press secondary particulate control system consisting of nine drum filters and the equipment pads that they sit on and a signal drum filter. | The following property is used 80.33% for pollution control to meet or exceed federal or state regulations: Press primary particulate control system consisting of 68 cyclones with droppers and dropper drives, 68 fans, and vanes and press secondary particulate control system consisting of nine drum filters and the equipment pads that they sit on and a signal drum filter. | 2022-03-07 | 7391139 | 80.33
24175 | T1 | SUNRISE PIPELINE LLC | SUNRISE II PIPELINE SEGMENT IN WICHITA COUNTY | SUNRISE II PIPELINE SEGMENT IN WICHITA COUNTY | Wichita County | TX | 76301 | WICHITA | CN605966282 | RN111392239 | Pipeline Inspection Gauge (PIG) receiver at 33.915637055, -98.437574375. | The following property is used 100% for pollution control and is installed to meet or exceed federal or state regulations: Pipeline Inspection Gauge (PIG) receiver at 33.915637055, -98.437574375. | 2022-01-21 | 185795 | 100
24176 | T1 | SUNRISE PIPELINE LLC | SUNRISE II PIPELINE SEGMENT IN SCURRY COUNTY | SUNRISE II PIPELINE SEGMENT IN SCURRY COUNTY | Scurry County | TX | 79549 | SCURRY | CN605966282 | RN111392262 | Pipeline Inspection Gauge (PIG) receiver at 32.534912302, -100.842649706 and PIG launcher at 32.535511660, -100.842286229. | The following property is used 100% for pollution control and is installed to meet or exceed federal or state regulations: Pipeline Inspection Gauge (PIG) receiver at 32.534912302, -100.842649706 and PIG launcher at 32.535511660, -100.842286229. | 2022-01-21 | 371591 | 100
24177 | T1 | SUNRISE PIPELINE LLC | SUNRISE II PIPELINE SEGMENT IN MIDLAND COUNTY | SUNRISE II PIPELINE SEGMENT IN MIDLAND COUNTY | Midland County | TX | 79701 | MIDLAND | CN605966282 | RN111392296 | Pipeline Inspection Gauge (PIG) launcher at 32.009380304, -102.009135819. | The following property is used 100% for pollution control and is installed to meet or exceed federal or state regulations: Pipeline Inspection Gauge (PIG) launcher at 32.009380304, -102.009135819. | 2022-01-21 | 185795 | 100
24178 | T1 | CADDO PIPELINE LLC | CADDO PIPELINE SEGMENT IN GREGG COUNTY | CADDO PIPELINE SEGMENT IN GREGG COUNTY | Gregg County | TX | 75601 | GREGG | CN605965813 | RN111391116 | Pipeline Inspection Gauge (PIG) launcher at 32.485306988, -94.836858752. | The following property is used 100% for pollution control and is installed to meet or exceed federal or state regulations: Pipeline Inspection Gauge (PIG) launcher at 32.485306988, -94.836858752. | 2022-02-01 | 134366 | 100
24179 | T1 | RED RIVER PIPELINE COMPANY LLC | RED RIVER PIPELINE SEGMENT IN GREGG COUNTY | RED RIVER PIPELINE SEGMENT IN GREGG COUNTY | Gregg County | TX | 75601 | GREGG | CN605965821 | RN111391314 | Pipeline Inspection Gauge (PIG) receiver at 32.485177888, -94.838820688. | The following property is used 100% for pollution control and is installed to meet or exceed federal or state regulations: Pipeline Inspection Gauge (PIG) receiver at 32.485177888, -94.838820688. | 2022-02-01 | 144505 | 100
24180 | T1 | RED RIVER PIPELINE COMPANY LLC | RED RIVER PIPELINE SEGMENT IN GRAYSON COUNTY | RED RIVER PIPELINE SEGMENT IN GRAYSON COUNTY | Grayson County | TX | 75090 | GRAYSON | CN605965821 | RN111391322 | Pipeline Inspection Gauge (PIG) receiver at 33.549538989, -96.580929072 and PIG launcher at 33.549527684, -96.580504757. | The following property is used 100% for pollution control and is installed to meet or exceed federal or state regulations: Pipeline Inspection Gauge (PIG) receiver at 33.549538989, -96.580929072 and PIG launcher at 33.549527684, -96.580504757. | 2022-02-01 | 289011 | 100
24181 | T1 | PLAINS ORYX PERMIAN BASIN PIPELINE LLC | WINK TO MCCAMEY PIPELINE SEGMENT IN WINKLER COUNTY | WINK TO MCCAMEY PIPELINE SEGMENT IN WINKLER COUNTY | Winkler County | TX | 79745 | WINKLER | CN605965797 | RN111391470 | Pipeline Inspection Gauge (PIG) launcher at 31.764286271, -103.169331918. | The following property is used 100% for pollution control and is installed to meet or exceed federal or state regulations: Pipeline Inspection Gauge (PIG) launcher at 31.764286271, -103.169331918. | 2022-02-01 | 194936 | 100
24182 | T1 | PLAINS ORYX PERMIAN BASIN PIPELINE LLC | SUNRISE PIPELINE SEGMENT IN MITCHELL COUNTY | SUNRISE PIPELINE SEGMENT IN MITCHELL COUNTY | Mitchell County | TX | 79512 | MITCHELL | CN605965797 | RN111391413 | Pipeline Inspection Gauge (PIG) receiver at 32.009029720, -102.009441680. | The following property is used 100% for pollution control and is installed to meet or exceed federal or state regulations: Pipeline Inspection Gauge (PIG) receiver at 32.009029720, -102.009441680. | 2022-02-01 | 161268 | 100
24183 | T1 | PLAINS ORYX PERMIAN BASIN PIPELINE LLC | WINK TO MCCAMEY PIPELINE SEGMENT IN UPTON COUNTY | WINK TO MCCAMEY PIPELINE SEGMENT IN UPTON COUNTY | Upton County | TX | 79778 | UPTON | CN605965797 | RN111391496 | Pipeline Inspection Gauge (PIG) receiver at 31.139521510, -102.183379239. | The following property is used 100% for pollution control and is installed to meet or exceed federal or state regulations: Pipeline Inspection Gauge (PIG) receiver at 31.139521510, -102.183379239. | 2022-01-21 | 194936 | 100
24184 | T1 | PLAINS ORYX PERMIAN BASIN PIPELINE LLC | STATELINE PIPELINE SEGMENT IN CULBERSON COUNTY | STATELINE PIPELINE SEGMENT IN CULBERSON COUNTY | Culberson County | TX | 79855 | CULBERSON | CN605965797 | RN111391512 | Pipeline Inspection Gauge (PIG) receiver at 31.998911501, -104.206815000. | The following property is used 100% for pollution control and is installed to meet or exceed federal or state regulations: Pipeline Inspection Gauge (PIG) receiver at 31.998911501, -104.206815000. | 2022-01-21 | 118404 | 100
24185 | T1 | PLAINS ORYX PERMIAN BASIN PIPELINE LLC | STATELINE PIPELINE SEGMENT IN WINKLER COUNTY | STATELINE PIPELINE SEGMENT IN WINKLER COUNTY | Winkler County | TX | 79745 | WINKLER | CN605965797 | RN111391520 | Pipeline Inspection Gauge (PIG) receivers at 31.766622626, -103.172104610 and 31.767975456, -103.164709028. | The following property is used 100% for pollution control and is installed to meet or exceed federal or state regulations: Pipeline Inspection Gauge (PIG) receivers at 31.766622626, -103.172104610 and 31.767975456, -103.164709028. | 2022-01-21 | 349513 | 100
24186 | T1 | PLAINS ORYX PERMIAN BASIN PIPELINE LLC | STATELINE PIPELINE SEGMENT IN REEVES COUNTY | STATELINE PIPELINE SEGMENT IN REEVES COUNTY | Reeves County | TX | 79772 | REEVES | CN605965797 | RN111391546 | Pipeline Inspection Gauge (PIG) launchers at 31.887454159, -103.956196071 and 31.887482994, -103.956446930. | The following property is used 100% for pollution control and is installed to meet or exceed federal or state regulations: Pipeline Inspection Gauge (PIG) launchers at 31.887454159, -103.956196071 and 31.887482994, -103.956446930. | 2022-01-21 | 279275 | 100
24187 | T1 | PLAINS ORYX PERMIAN BASIN PIPELINE LLC | STATELINE PIPELINE SEGMENT IN LOVING COUNTY | STATELINE PIPELINE SEGMENT IN LOVING COUNTY | Loving County | TX | 79754 | LOVING | CN605965797 | RN111391553 | Pipeline Inspection Gauge (PIG) receivers at 31.907226774, -103.706322161; 31.990768854, -103.677762954; and 31.991004208, -103.677815984 and PIG launchers at 31.973979160, -103.662890154; 31.991246333, -103.677510381; 31.998525947, -103.662682378. | The following property is used 100% for pollution control and is installed to meet or exceed federal or state regulations: Pipeline Inspection Gauge (PIG) receivers at 31.907226774, -103.706322161; 31.990768854, -103.677762954; and 31.991004208, -103.677815984 and PIG launchers at 31.973979160, -103.662890154; 31.991246333, -103.677510381; 31.998525947, -103.662682378. | 2022-01-21 | 858569 | 100
24188 | T1 | PLAINS ORYX PERMIAN BASIN PIPELINE LLC | BONE SPRING PIPELINE SEGMENT IN REEVES COUNTY | BONE SPRING PIPELINE SEGMENT IN REEVES COUNTY | Reeves County | TX | 79772 | REEVES | CN605965797 | RN111391561 | Pipeline Inspection Gauge (PIG) receivers at 31.672826383, -103.756131426 and 31.888971129, -103.956655052 and PIG launchers at 31.279995000, -103.372374100; 31.622628611, -103.813147036; and 31.674150133, -103.756213565. | The following property is used 100% for pollution control and is installed to meet or exceed federal or state regulations: Pipeline Inspection Gauge (PIG) receivers at 31.672826383, -103.756131426 and 31.888971129, -103.956655052 and PIG launchers at 31.279995000, -103.372374100; 31.622628611, -103.813147036; and 31.674150133, -103.756213565. | 2022-01-21 | 626994 | 100
24189 | T1 | PLAINS ORYX PERMIAN BASIN PIPELINE LLC | BONE SPRING PIPELINE SEGMENT IN CULBERSON COUNTY | BONE SPRING PIPELINE SEGMENT IN CULBERSON COUNTY | Culberson County | TX | 79855 | CULBERSON | CN605965797 | RN111391579 | Pipeline Inspection Gauge (PIG) receiver at 31.849963224, -104.223118412 and PIG launchers at 31.849918438, -104.223001663 and 31.983120804, -104.213679053. | The following property is used 100% for pollution control and is installed to meet or exceed federal or state regulations: Pipeline Inspection Gauge (PIG) receiver at 31.849963224, -104.223118412 and PIG launchers at 31.849918438, -104.223001663 and 31.983120804, -104.213679053. | 2022-01-21 | 359001 | 100
24190 | T1 | PLAINS ORYX PERMIAN BASIN PIPELINE LLC | BONE SPRING PIPELINE SEGMENT IN WARD COUNTY | BONE SPRING PIPELINE SEGMENT IN WARD COUNTY | Ward County | TX | 79756 | WARD | CN605965797 | RN111391587 | Pipeline Inspection Gauge (PIG) receiver at 31.513594242, -103.454916688 and PIG launchers at 31.514187332, -103.454908823 and 31.514316340, -103.455149790. | The following property is used 100% for pollution control and is installed to meet or exceed federal or state regulations: Pipeline Inspection Gauge (PIG) receiver at 31.513594242, -103.454916688 and PIG launchers at 31.514187332, -103.454908823 and 31.514316340, -103.455149790. | 2022-01-21 | 420759 | 100
24191 | T1 | PLAINS ORYX PERMIAN BASIN PIPELINE LLC | BONE SPRING PIPELINE SEGMENT IN LOVING COUNTY | BONE SPRING PIPELINE SEGMENT IN LOVING COUNTY | Loving County | TX | 79754 | LOVING | CN605965797 | RN111391595 | Pipeline Inspection Gauge (PIG) receivers at 31.762985700, -103.174448200; 31.763991228, -103.170205882; and 31.766321938, -103.171976780. | The following property is used 100% for pollution control and is installed to meet or exceed federal or state regulations: Pipeline Inspection Gauge (PIG) receivers at 31.762985700, -103.174448200; 31.763991228, -103.170205882; and 31.766321938, -103.171976780. | 2022-01-21 | 1021202 | 100
24192 | T1 | PLAINS ORYX PERMIAN BASIN PIPELINE LLC | BONE SPRING PIPELINE SEGMENT IN WINKLER COUNTY | BONE SPRING PIPELINE SEGMENT IN WINKLER COUNTY | Winkler County | TX | 79745 | WINKLER | CN605965797 | RN111391603 | Pipeline Inspection Gauge (PIG) receivers at 31.762985700, -103.174448200; 31.763991228, -103.170205882; and 31.766321938, -103.171976780. | The following property is used 100% for pollution control and is installed to meet or exceed federal or state regulations: Pipeline Inspection Gauge (PIG) receivers at 31.762985700, -103.174448200; 31.763991228, -103.170205882; and 31.766321938, -103.171976780. | 2022-01-21 | 455965 | 100
24193 | T1 | PLAINS ORYX PERMIAN BASIN PIPELINE LLC | ALPHA GATHERING PIPELINE SEGMENT IN WINKLER COUNTY | ALPHA GATHERING PIPELINE SEGMENT IN WINKLER COUNTY | Winkler County | TX | 79754 | WINKLER | CN605965797 | RN111391363 | Pipeline Inspection Gauge (PIG) receivers at 31.767099097, -103.172161946 and 31.796428400, -103.278317772 and PIG Launcher at 31.796133903, -103.278126662. | The following property is used 100% for pollution control and is installed to meet or exceed federal or state regulations: Pipeline Inspection Gauge (PIG) receivers at 31.767099097, -103.172161946 and 31.796428400, -103.278317772 and PIG Launcher at 31.796133903, -103.278126662. | 2022-02-15 | 458390 | 100
24194 | T1 | PLAINS ORYX PERMIAN BASIN PIPELINE LLC | ALPHA GATHERING PIPELINE SEGMENT IN LOVING COUNTY | ALPHA GATHERING PIPELINE SEGMENT IN LOVING COUNTY | Loving County | TX | 79754 | LOVING | CN605965797 | RN111390944 | Pipeline Inspection Gauge (PIG) receivers at 32.000342132, -103.429894310 and 32.000342132, -103.429894310. | The following property is used 100% for pollution control and is installed to meet or exceed federal or state regulations: Pipeline Inspection Gauge (PIG) receivers at 32.000342132, -103.429894310 and 32.000342132, -103.429894310. | 2022-02-22 | 322643 | 100
24195 | T1 | PLAINS ORYX PERMIAN BASIN PIPELINE LLC | ALPHA GATHERING PIPELINE SEGMENT IN WINKLER COUNTY | ALPHA GATHERING PIPELINE SEGMENT IN WINKLER COUNTY | Winkler County | TX | 79754 | WINKLER | CN605965797 | RN111391363 | Pipeline automatic shut-off valves at 31.767099097, -103.172161946; 31.796123474, -103.278125324; and 31.796333361, -103.278258718. | The following property is used 100% for pollution control and is installed to meet or exceed federal or state regulations: Pipeline automatic shut-off valves at 31.767099097, -103.172161946; 31.796123474, -103.278125324; and 31.796333361, -103.278258718. | 2022-02-15 | 967731 | 100
24196 | T1 | PLAINS ORYX PERMIAN BASIN PIPELINE LLC | BONE SPRING PIPELINE SEGMENT IN WINKLER COUNTY | BONE SPRING PIPELINE SEGMENT IN WINKLER COUNTY | Winkler County | TX | 79745 | WINKLER | CN605965797 | RN111391603 | Pipeline automatic shut-off valves at 31.662056658, -103.206982571; 31.662077417, -103.206974763; 31.753680966, -103.31727350; 31.753687823, -103.317249302; 31.766321947, -103.171976750; 31.768654827, -103.192843605; and 31.768657100, -103.192868827. | The following property is used 100% for pollution control and is installed to meet or exceed federal or state regulations: Pipeline automatic shut-off valves at 31.662056658, -103.206982571; 31.662077417, -103.206974763; 31.753680966, -103.31727350; 31.753687823, -103.317249302; 31.766321947, -103.171976750; 31.768654827, -103.192843605; and 31.768657100, -103.192868827. | 2022-01-21 | 2488603 | 100
24197 | T1 | PLAINS ORYX PERMIAN BASIN PIPELINE LLC | BONE SPRING PIPELINE SEGMENT IN LOVING COUNTY | BONE SPRING PIPELINE SEGMENT IN LOVING COUNTY | Loving County | TX | 79754 | LOVING | CN605965797 | RN111391595 | Pipeline automatic shut-off valves at 31.71808226, -103.5933441; 31.71827756, -103.5934506; 31.7183978, -103.5931884; 31.71854958, -103.574606; 31.71870294, -103.5453351; 31.71870389, -103.5453176; 31.72073043, -103.4724369; 31.72082547, -103.4720153; 31.72083705, -103.4724955; 31.72641553, -103.4157266; 31.72642276, -103.4157017; 31.73048299, -103.6646869; 31.73049417, -103.6646748; 31.73240788, -103.6637202; 31.74346938, -103.526302; 31.74348114, -103.526318; 31.74919452, -103.6383755; 31.74919526, -103.6383534; 31.75160652, -103.6319955; 31.75758464, -103.6252923; 31.75759737, -103.6252798; 31.76303131, -103.6079223; 31.76303584, -103.6079028; and 31.90727961, -103.7058755. | The following property is used 100% for pollution control and is installed to meet or exceed federal or state regulations: Pipeline automatic shut-off valves at 31.71808226, -103.5933441; 31.71827756, -103.5934506; 31.7183978, -103.5931884; 31.71854958, -103.574606; 31.71870294, -103.5453351; 31.71870389, -103.5453176; 31.72073043, -103.4724369; 31.72082547, -103.4720153; 31.72083705, -103.4724955; 31.72641553, -103.4157266; 31.72642276, -103.4157017; 31.73048299, -103.6646869; 31.73049417, -103.6646748; 31.73240788, -103.6637202; 31.74346938, -103.526302; 31.74348114, -103.526318; 31.74919452, -103.6383755; 31.74919526, -103.6383534; 31.75160652, -103.6319955; 31.75758464, -103.6252923; 31.75759737, -103.6252798; 31.76303131, -103.6079223; 31.76303584, -103.6079028; and 31.90727961, -103.7058755. | 2022-01-21 | 6667136 | 100
24198 | T1 | PLAINS ORYX PERMIAN BASIN PIPELINE LLC | BONE SPRING PIPELINE SEGMENT IN WARD COUNTY | BONE SPRING PIPELINE SEGMENT IN WARD COUNTY | Ward County | TX | 79756 | WARD | CN605965797 | RN111391587 | Pipeline automatic shut-off valves at 31.443406024, -103.358033877; 31.480219702, -103.407877018; 31.513594242, -103.454916688; 31.552837494, -103.367017814; 31.552846316, -103.367041117; 31.597077488, -103.265481861; 31.597085922, -103.265458470; and 31.607535920, -103.460348519. | The following property is used 100% for pollution control and is installed to meet or exceed federal or state regulations: Pipeline automatic shut-off valves at 31.443406024, -103.358033877; 31.480219702, -103.407877018; 31.513594242, -103.454916688; 31.552837494, -103.367017814; 31.552846316, -103.367041117; 31.597077488, -103.265481861; 31.597085922, -103.265458470; and 31.607535920, -103.460348519. | 2022-01-21 | 2500845 | 100
24199 | T1 | PLAINS ORYX PERMIAN BASIN PIPELINE LLC | BONE SPRING PIPELINE SEGMENT IN CULBERSON COUNTY | BONE SPRING PIPELINE SEGMENT IN CULBERSON COUNTY | Culberson County | TX | 79855 | CULBERSON | CN605965797 | RN111391579 | Pipeline automatic shut-off valves at 31.849918438, -104.223001663; 31.849963224, -104.223118412; 31.872026499, -104.073729026; 31.872033977, -104.073711897; 31.897685519, -104.185965421; 31.907395358, -104.186341718; 31.925616231, -104.183334229; 31.936288765, -104.182221480; 31.951225781, -104.182904173; 31.964459864, -104.193241984; and 31.972117042, -104.200182313 | The following property is used 100% for pollution control and is installed to meet or exceed federal or state regulations: Pipeline automatic shut-off valves at 31.849918438, -104.223001663; 31.849963224, -104.223118412; 31.872026499, -104.073729026; 31.872033977, -104.073711897; 31.897685519, -104.185965421; 31.907395358, -104.186341718; 31.925616231, -104.183334229; 31.936288765, -104.182221480; 31.951225781, -104.182904173; 31.964459864, -104.193241984; and 31.972117042, -104.200182313 | 2022-01-27 | 2497930 | 100
24200 | T1 | PLAINS ORYX PERMIAN BASIN PIPELINE LLC | BONE SPRING PIPELINE SEGMENT IN REEVES COUNTY | BONE SPRING PIPELINE SEGMENT IN REEVES COUNTY | Reeves County | TX | 79772 | REEVES | CN605965797 | RN111391561 | Pipeline automatic shut-off valves at 31.184709266, -103.343882254; 31.247157464, -103.351139416; 31.280116439, -103.372022850; 31.280171027, -103.372009090; 31.363287542, -103.369034259; 31.622628611, -103.813147036; 31.672826383, -103.756131426; 31.674150133, -103.756213565; 31.700587797, -103.711614642; 31.700596160, -103.711599783; 31.886761133, -103.989748800; and 31.890360544, -103.956653825. | The following property is used 100% for pollution control and is installed to meet or exceed federal or state regulations: Pipeline automatic shut-off valves at 31.184709266, -103.343882254; 31.247157464, -103.351139416; 31.280116439, -103.372022850; 31.280171027, -103.372009090; 31.363287542, -103.369034259; 31.622628611, -103.813147036; 31.672826383, -103.756131426; 31.674150133, -103.756213565; 31.700587797, -103.711614642; 31.700596160, -103.711599783; 31.886761133, -103.989748800; and 31.890360544, -103.956653825. | 2022-01-27 | 3082754 | 100
24201 | T1 | PLAINS ORYX PERMIAN BASIN PIPELINE LLC | STATELINE PIPELINE SEGMENT IN LOVING COUNTY | STATELINE PIPELINE SEGMENT IN LOVING COUNTY | Loving County | TX | 79754 | LOVING | CN605965797 | RN111391553 | Pipeline automatic shut-off valves at 31.791176764, -103.396795492; 31.859445128, -103.514423348; 31.884559794, -103.869291064; 31.894741543, -103.829338383; 31.907226774, -103.706322161; 31.924356100, -103.375132200; 31.925546366, -103.640982448; 31.935416614, -103.683587156; 31.943310221, -103.860076478; 31.973979160, -103.662890154; 31.976385623, -103.418374819; 31.976404100, -103.418389900; 31.990612251, -103.677746718; 31.990675131, -103.677757833; 31.990768854, -103.677762954; 31.991004208, -103.677815984; 31.991078858, -103.677803565; 31.991246333, -103.677510381; 31.994270700, -103.637479300; 31.994270700, -103.637454000; 31.997006992, -103.833482237; 31.997007295, -103.833507788; 31.998525947, -103.662682378; 31.998596201, -103.662087400; and 31.998597300, -103.662055500. | The following property is used 100% for pollution control and is installed to meet or exceed federal or state regulations: Pipeline automatic shut-off valves at 31.791176764, -103.396795492; 31.859445128, -103.514423348; 31.884559794, -103.869291064; 31.894741543, -103.829338383; 31.907226774, -103.706322161; 31.924356100, -103.375132200; 31.925546366, -103.640982448; 31.935416614, -103.683587156; 31.943310221, -103.860076478; 31.973979160, -103.662890154; 31.976385623, -103.418374819; 31.976404100, -103.418389900; 31.990612251, -103.677746718; 31.990675131, -103.677757833; 31.990768854, -103.677762954; 31.991004208, -103.677815984; 31.991078858, -103.677803565; 31.991246333, -103.677510381; 31.994270700, -103.637479300; 31.994270700, -103.637454000; 31.997006992, -103.833482237; 31.997007295, -103.833507788; 31.998525947, -103.662682378; 31.998596201, -103.662087400; and 31.998597300, -103.662055500. | 2022-01-27 | 9208034 | 100
24202 | T1 | PLAINS ORYX PERMIAN BASIN PIPELINE LLC | STATELINE PIPELINE SEGMENT IN REEVES COUNTY | STATELINE PIPELINE SEGMENT IN REEVES COUNTY | Reeves County | TX | 79772 | REEVES | CN605965797 | RN111391546 | Pipeline automatic shut-off valves at 31.858832904, -103.895864331; 31.883484410, -103.946360644; 31.885587949, -103.953979670; 31.886221605, -103.893322396; 31.886914991, -103.955207920; 31.887454159, -103.956196071; 31.887461319, -103.956320973; 31.887477324, -103.956574751; 31.890602848, -103.956292455; 31.942575740, -104.024170470; and 31.942579744, -104.024188328. | The following property is used 100% for pollution control and is installed to meet or exceed federal or state regulations: Pipeline automatic shut-off valves at 31.858832904, -103.895864331; 31.883484410, -103.946360644; 31.885587949, -103.953979670; 31.886221605, -103.893322396; 31.886914991, -103.955207920; 31.887454159, -103.956196071; 31.887461319, -103.956320973; 31.887477324, -103.956574751; 31.890602848, -103.956292455; 31.942575740, -104.024170470; and 31.942579744, -104.024188328. | 2022-01-27 | 3294407 | 100
24203 | T1 | PLAINS ORYX PERMIAN BASIN PIPELINE LLC | STATELINE PIPELINE SEGMENT IN WINKLER COUNTY | STATELINE PIPELINE SEGMENT IN WINKLER COUNTY | Winkler County | TX | 79745 | WINKLER | CN605965797 | RN111391520 | Pipeline automatic shut-off valves at 31.766622600, -103.172104600; 31.767975456, -103.164709028; 31.791191508, -103.295216217; 31.795033400, -103.228543200; and 31.864280778, -103.325471181. | The following property is used 100% for pollution control and is installed to meet or exceed federal or state regulations: Pipeline automatic shut-off valves at 31.766622600, -103.172104600; 31.767975456, -103.164709028; 31.791191508, -103.295216217; 31.795033400, -103.228543200; and 31.864280778, -103.325471181. | 2022-01-27 | 2016127 | 100
24204 | T1 | PLAINS ORYX PERMIAN BASIN PIPELINE LLC | STATELINE PIPELINE SEGMENT IN CULBERSON COUNTY | STATELINE PIPELINE SEGMENT IN CULBERSON COUNTY | Culberson County | TX | 79855 | CULBERSON | CN605965797 | RN111391512 | Pipeline automatic shut-off valves at 31.871111730, -104.079687217; 31.939990005, -104.297999743; 31.966523430, -104.283201277; 31.966551069, -104.283200912; 31.969512952, -104.101501871; 31.969528458, -104.101506846; 31.988791856, -104.130109478; 31.988792555, -104.130127968; 31.998638381, -104.206845621; 31.998911501, -104.206815000; and 31.999041815, -104.209250499. | The following property is used 100% for pollution control and is installed to meet or exceed federal or state regulations: Pipeline automatic shut-off valves at 31.871111730, -104.079687217; 31.939990005, -104.297999743; 31.966523430, -104.283201277; 31.966551069, -104.283200912; 31.969512952, -104.101501871; 31.969528458, -104.101506846; 31.988791856, -104.130109478; 31.988792555, -104.130127968; 31.998638381, -104.206845621; 31.998911501, -104.206815000; and 31.999041815, -104.209250499. | 2022-01-27 | 2690790 | 100
24205 | T1 | PLAINS ORYX PERMIAN BASIN PIPELINE LLC | WINK TO MCCAMEY PIPELINE SEGMENT IN CRANE COUNTY | WINK TO MCCAMEY PIPELINE SEGMENT IN CRANE COUNTY | Crane County | TX | 79731 | CRANE | CN605965797 | RN111391504 | Pipeline automatic shut-off valves at 31.205622287, -102.318848727; 31.219142500, -102.337709362; 31.239930785, -102.367603389; 31.333675949, -102.493878104; 31.364516208, -102.534561864; 31.410831869, -102.599574526; 31.461892729, -102.688807088; and 31.486760786, -102.721492371. | The following property is used 100% for pollution control and is installed to meet or exceed federal or state regulations: Pipeline automatic shut-off valves at 31.205622287, -102.318848727; 31.219142500, -102.337709362; 31.239930785, -102.367603389; 31.333675949, -102.493878104; 31.364516208, -102.534561864; 31.410831869, -102.599574526; 31.461892729, -102.688807088; and 31.486760786, -102.721492371. | 2022-01-27 | 3736132 | 100
24206 | T1 | PLAINS ORYX PERMIAN BASIN PIPELINE LLC | WINK TO MCCAMEY PIPELINE SEGMENT IN UPTON COUNTY | WINK TO MCCAMEY PIPELINE SEGMENT IN UPTON COUNTY | Upton County | TX | 79778 | UPTON | CN605965797 | RN111391496 | Pipeline automatic shut-off valve at 31.139521510, -102.183379239. | The following property is used 100% for pollution control and is installed to meet or exceed federal or state regulations: Pipeline automatic shut-off valve at 31.139521510, -102.183379239. | 2022-01-27 | 467017 | 100
24207 | T1 | PLAINS ORYX PERMIAN BASIN PIPELINE LLC | WINK TO MCCAMEY PIPELINE SEGMENT IN WARD COUNTY | WINK TO MCCAMEY PIPELINE SEGMENT IN WARD COUNTY | Ward County | TX | 79756 | WARD | CN605965797 | RN111391488 | Pipeline automatic shut-off valve at 31.569198322, -102.855805596. | The following property is used 100% for pollution control and is installed to meet or exceed federal or state regulations: Pipeline automatic shut-off valve at 31.569198322, -102.855805596. | 2022-01-27 | 467017 | 100
24208 | T1 | PLAINS ORYX PERMIAN BASIN PIPELINE LLC | WINK TO MCCAMEY PIPELINE SEGMENT IN WINKLER COUNTY | WINK TO MCCAMEY PIPELINE SEGMENT IN WINKLER COUNTY | Winkler County | TX | 79745 | WINKLER | CN605965797 | RN111391470 | Pipeline automatic shut-off valves at 31.669136141, -102.958686000; 31.693978423, -102.993295039; 31.727898580, -103.042258732; and 31.764286271, -103.169331918. | The following property is used 100% for pollution control and is installed to meet or exceed federal or state regulations: Pipeline automatic shut-off valves at 31.669136141, -102.958686000; 31.693978423, -102.993295039; 31.727898580, -103.042258732; and 31.764286271, -103.169331918. | 2022-01-27 | 1868066 | 100
24209 | T1 | PLAINS ORYX PERMIAN BASIN PIPELINE LLC | SUNRISE PIPELINE SEGMENT IN HOWARD COUNTY | SUNRISE PIPELINE SEGMENT IN HOWARD COUNTY | Howard County | TX | 79720 | HOWARD | CN605965797 | RN111391389 | Pipeline automatic shut-off valves at 32.152566337, -101.675247607; 32.212775712, -101.618275188; 32.304333849, -101.461585579; and 32.304374690, -101.461598549. | The following property is used 100% for pollution control and is installed to meet or exceed federal or state regulations: Pipeline automatic shut-off valves at 32.152566337, -101.675247607; 32.212775712, -101.618275188; 32.304333849, -101.461585579; and 32.304374690, -101.461598549. | 2022-01-27 | 1478667 | 100
24210 | T1 | PLAINS ORYX PERMIAN BASIN PIPELINE LLC | SUNRISE PIPELINE SEGMENT IN MIDLAND COUNTY | SUNRISE PIPELINE SEGMENT IN MIDLAND COUNTY | Midland County | TX | 79701 | MIDLAND | CN605965797 | RN111391405 | Pipeline automatic shut-off valves at 32.009029720, -102.009441680 and 32.054422680, -101.923386049. | The following property is used 100% for pollution control and is installed to meet or exceed federal or state regulations: Pipeline automatic shut-off valves at 32.009029720, -102.009441680 and 32.054422680, -101.923386049. | 2022-01-31 | 739333 | 100
24211 | T1 | PYCO INDUSTRIES INC | PYCO INDUSTRIES AVENUE A FACILITY | 2901 AVENUE A | LUBBOCK | TX | 79404 | LUBBOCK | CN600126973 | RN100223130 | Seed Cleaning, Delinting and Bale Press Lint containment consisting of structural perlins and sidewall tin on the process building sidewalls and exhaust dust control ductwork from production equipment to cyclones and from the cyclones to the drum filter. | The following property is used 100% for pollution control and is installed to meet or exceed federal or state regulations: Seed Cleaning, Delinting and Bale Press Lint containment consisting of structural perlins and sidewall tin on the process building sidewalls and exhaust dust control ductwork from production equipment to cyclones and from the cyclones to the drum filter. | 2022-01-31 | 4265721 | 100
24212 | T1 | SUNRISE PIPELINE LLC | SUNRISE II PIPELINE SEGMENT IN WICHITA COUNTY | SUNRISE II PIPELINE SEGMENT IN WICHITA COUNTY | Wichita County | TX | 76301 | WICHITA | CN605966282 | RN111392239 | Pipeline automatic shut-off valve at 33.915637055, -98.437574375. | The following property is used 100% for pollution control and is installed to meet or exceed federal or state regulations: Pipeline automatic shut-off valve at 33.915637055, -98.437574375. | 2022-01-31 | 419161 | 100
24213 | T1 | SUNRISE PIPELINE LLC | SUNRISE II PIPELINE SEGMENT IN THROCKMORTON COUNTY | SUNRISE II PIPELINE SEGMENT IN THROCKMORTON COUNTY | Throckmorton County | TX | 76483 | THROCKMORTON | CN605966282 | RN111392247 | Pipeline automatic shut-off valves at 33.368503312, -99.465338794 and 33.385931188, -99.431995399. | The following property is used 100% for pollution control and is installed to meet or exceed federal or state regulations: Pipeline automatic shut-off valves at 33.368503312, -99.465338794 and 33.385931188, -99.431995399. | 2022-01-31 | 838321 | 100
24214 | T1 | SUNRISE PIPELINE LLC | SUNRISE II PIPELINE SEGMENT IN STONEWALL COUNTY | SUNRISE II PIPELINE SEGMENT IN STONEWALL COUNTY | Stonewall County | TX | 79502 | STONEWALL | CN605966282 | RN111392254 | Pipeline automatic shut-off valves at 32.998208865, -100.106364594 and 33.026760969, -100.030834309. | The following property is used 100% for pollution control and is installed to meet or exceed federal or state regulations: Pipeline automatic shut-off valves at 32.998208865, -100.106364594 and 33.026760969, -100.030834309. | 2022-01-31 | 853703 | 100
24215 | T1 | SUNRISE PIPELINE LLC | SUNRISE II PIPELINE SEGMENT IN SCURRY COUNTY | SUNRISE II PIPELINE SEGMENT IN SCURRY COUNTY | Scurry County | TX | 79549 | SCURRY | CN605966282 | RN111392262 | Pipeline automatic shut-off valves at 32.534912302, -100.842649706; 32.535511660, -100.842286229; 32.598903622, -100.768959807; and 32.633372557, -100.732929984. | The following property is used 100% for pollution control and is installed to meet or exceed federal or state regulations: Pipeline automatic shut-off valves at 32.534912302, -100.842649706; 32.535511660, -100.842286229; 32.598903622, -100.768959807; and 32.633372557, -100.732929984. | 2022-01-31 | 1707407 | 100
24216 | T1 | SUNRISE PIPELINE LLC | SUNRISE II PIPELINE SEGMENT IN MITCHELL COUNTY | SUNRISE II PIPELINE SEGMENT IN MITCHELL COUNTY | Mitchell County | TX | 79512 | MITCHELL | CN605966282 | RN111392270 | Pipeline automatic shut-off valves at 32.446544563, -101.162796476; 32.483776510, -101.058519890; 32.495600178, -100.945224376; and 32.504349656, -100.905099342. | The following property is used 100% for pollution control and is installed to meet or exceed federal or state regulations: Pipeline automatic shut-off valves at 32.446544563, -101.162796476; 32.483776510, -101.058519890; 32.495600178, -100.945224376; and 32.504349656, -100.905099342. | 2022-01-31 | 1572814 | 100
24217 | T1 | SUNRISE PIPELINE LLC | SUNRISE II PIPELINE SEGMENT IN MIDLAND COUNTY | SUNRISE II PIPELINE SEGMENT IN MIDLAND COUNTY | Midland County | TX | 79701 | MIDLAND | CN605966282 | RN111392296 | Pipeline automatic shut-off valves at 32.009380304, -102.009135819; 32.060590504, -101.906171162; and 32.076949738, -101.858732685. | The following property is used 100% for pollution control and is installed to meet or exceed federal or state regulations: Pipeline automatic shut-off valves at 32.009380304, -102.009135819; 32.060590504, -101.906171162; and 32.076949738, -101.858732685. | 2022-01-31 | 1277671 | 100
24218 | T1 | SUNRISE PIPELINE LLC | SUNRISE II PIPELINE SEGMENT IN MARTIN COUNTY | SUNRISE II PIPELINE SEGMENT IN MARTIN COUNTY | Martin County | TX | 79782 | MARTIN | CN605966282 | RN111392304 | Pipeline automatic shut-off valve at 32.129061937, -101.705147610. | The following property is used 100% for pollution control and is installed to meet or exceed federal or state regulations: Pipeline automatic shut-off valve at 32.129061937, -101.705147610. | 2022-01-31 | 425890 | 100
24219 | T1 | SUNRISE PIPELINE LLC | SUNRISE II PIPELINE SEGMENT IN HOWARD COUNTY | SUNRISE II PIPELINE SEGMENT IN HOWARD COUNTY | Howard County | TX | 79720 | HOWARD | CN605966282 | RN111392312 | Pipeline automatic shut-off valves at 32.212473556, -101.618448535; 32.224380839, -101.603350685; 32.310974925, -101.479023516; 32.339641425, -101.369711054; 32.366987280, -101.311087096; and 32.395177804, -101.231336164. | The following property is used 100% for pollution control and is installed to meet or exceed federal or state regulations: Pipeline automatic shut-off valves at 32.212473556, -101.618448535; 32.224380839, -101.603350685; 32.310974925, -101.479023516; 32.339641425, -101.369711054; 32.366987280, -101.311087096; and 32.395177804, -101.231336164. | 2022-01-31 | 2555342 | 100
24220 | T1 | SUNRISE PIPELINE LLC | SUNRISE II PIPELINE SEGMENT IN HASKELL COUNTY | SUNRISE II PIPELINE SEGMENT IN HASKELL COUNTY | Haskell County | TX | 79521 | HASKELL | CN605966282 | RN111392320 | Pipeline automatic shut-off valves at 33.069516394, -99.917496460; 33.100827959, -99.878303108; 33.146584597, -99.818843242; 33.205991114, -99.716926476; 33.234062822, -99.677819268; 33.289750414, -99.608087178; 33.317826971, -99.566702555; and 33.341866798, -99.518301095. | The following property is used 100% for pollution control and is installed to meet or exceed federal or state regulations: Pipeline automatic shut-off valves at 33.069516394, -99.917496460; 33.100827959, -99.878303108; 33.146584597, -99.818843242; 33.205991114, -99.716926476; 33.234062822, -99.677819268; 33.289750414, -99.608087178; 33.317826971, -99.566702555; and 33.341866798, -99.518301095. | 2021-12-23 13:45 | 3414813 | 100
24221 | T1 | SUNRISE PIPELINE LLC | SUNRISE II PIPELINE SEGMENT IN FISHER COUNTY | SUNRISE II PIPELINE SEGMENT IN FISHER COUNTY | Fisher County | TX | 79543 | FISHER | CN605966282 | RN111392338 | Pipeline automatic shut-off valves at 32.725824635, -100.629527321; 32.815822302, -100.460901255; 32.858085671, -100.381497565; and 32.931046487, -100.228949725. | The following property is used 100% for pollution control and is installed to meet or exceed federal or state regulations: Pipeline automatic shut-off valves at 32.725824635, -100.629527321; 32.815822302, -100.460901255; 32.858085671, -100.381497565; and 32.931046487, -100.228949725. | 2022-02-04 | 1707407 | 100
24222 | T1 | SUNRISE PIPELINE LLC | SUNRISE II PIPELINE SEGMENT IN BAYLOR COUNTY | SUNRISE II PIPELINE SEGMENT IN BAYLOR COUNTY | Baylor County | TX | 76380 | BAYLOR | CN605966282 | RN111392346 | Pipeline automatic shut-off valves at 33.412778365, -99.408284502; 33.434520999, -99.362799055; 33.496858154, -99.261689796; 33.501506114, -99.249191497; 33.553746432, -99.118833123; and 33.594617264, -99.040414166. | The following property is used 100% for pollution control and is installed to meet or exceed federal or state regulations: Pipeline automatic shut-off valves at 33.412778365, -99.408284502; 33.434520999, -99.362799055; 33.496858154, -99.261689796; 33.501506114, -99.249191497; 33.553746432, -99.118833123; and 33.594617264, -99.040414166. | 2022-01-31 | 2514964 | 100
24223 | T1 | SUNRISE PIPELINE LLC | SUNRISE II PIPELINE SEGMENT IN ARCHER COUNTY | SUNRISE II PIPELINE SEGMENT IN ARCHER COUNTY | Archer County | TX | 76351 | ARCHER | CN605966282 | RN111392197 | Pipeline automatic shut-off valves at 33.670070519, -98.869600632; 33.710789369, -98.819600100; 33.714164993, -98.777388449; 33.721039378, -98.731972634; 33.738808876, -98.693311761; 33.798347363, -98.543756305; and 33.813451986, -98.495222260. | The following property is used 100% for pollution control and is installed to meet or exceed federal or state regulations: Pipeline automatic shut-off valves at 33.670070519, -98.869600632; 33.710789369, -98.819600100; 33.714164993, -98.777388449; 33.721039378, -98.731972634; 33.738808876, -98.693311761; 33.798347363, -98.543756305; and 33.813451986, -98.495222260. | 2022-01-31 | 2934124 | 100
24224 | T1 | CADDO PIPELINE LLC | CADDO PIPELINE SEGMENT IN RUSK COUNTY | CADDO PIPELINE SEGMENT IN RUSK COUNTY | Rusk County | TX | 75652 | RUSK | CN605965813 | RN111391652 | Pipeline automatic shut-off valve at 32.382970006, -94.536278628. | The following property is used 100% for pollution control and is installed to meet or exceed federal or state regulations: Pipeline automatic shut-off valve at 32.382970006, -94.536278628. | 2022-01-31 | 264060 | 100
24225 | T1 | CADDO PIPELINE LLC | CADDO PIPELINE SEGMENT IN PANOLA COUNTY | CADDO PIPELINE SEGMENT IN PANOLA COUNTY | Panola County | TX | 75633 | PANOLA | CN605965813 | RN111391660 | Pipeline automatic shut-off valves at 32.313154272, -94.356560890; 32.336454247, -94.217972706; and 32.346099672, -94.085213843. | The following property is used 100% for pollution control and is installed to meet or exceed federal or state regulations: Pipeline automatic shut-off valves at 32.313154272, -94.356560890; 32.336454247, -94.217972706; and 32.346099672, -94.085213843. | 2022-01-31 | 792181 | 100
24226 | T1 | CADDO PIPELINE LLC | CADDO PIPELINE SEGMENT IN HARRISON COUNTY | CADDO PIPELINE SEGMENT IN HARRISON COUNTY | Harrison County | TX | 75670 | HARRISON | CN605965813 | RN111391678 | Pipeline automatic shut-off valve at 32.401860781, -94.579333374. | The following property is used 100% for pollution control and is installed to meet or exceed federal or state regulations: Pipeline automatic shut-off valve at 32.401860781, -94.579333374. | 2022-01-31 | 264060 | 100
24227 | T1 | CADDO PIPELINE LLC | CADDO PIPELINE SEGMENT IN GREGG COUNTY | CADDO PIPELINE SEGMENT IN GREGG COUNTY | Gregg County | TX | 75601 | GREGG | CN605965813 | RN111391116 | Pipeline automatic shut-off valves at 32.405156185, -94.663073736; 32.422564980, -94.717893990; 32.447637577, -94.771940667; 32.449066887, -94.784159204; 32.457225601, -94.811755932; 32.471924835, -94.821307756; and 32.485306988, -94.836858752. | The following property is used 100% for pollution control and is installed to meet or exceed federal or state regulations: Pipeline automatic shut-off valves at 32.405156185, -94.663073736; 32.422564980, -94.717893990; 32.447637577, -94.771940667; 32.449066887, -94.784159204; 32.457225601, -94.811755932; 32.471924835, -94.821307756; and 32.485306988, -94.836858752. | 2022-01-31 | 1848423 | 100
24228 | T1 | RED RIVER PIPELINE COMPANY LLC | RED RIVER PIPELINE SEGMENT IN WOOD COUNTY | RED RIVER PIPELINE SEGMENT IN WOOD COUNTY | Wood County | TX | 75783 | WOOD | CN605965821 | RN111391264 | Pipeline automatic shut-off valves at 32.607550241, -95.270372016; 32.735535502, -95.459224748; and 32.755942408, -95.527867653. | The following property is used 100% for pollution control and is installed to meet or exceed federal or state regulations: Pipeline automatic shut-off valves at 32.607550241, -95.270372016; 32.735535502, -95.459224748; and 32.755942408, -95.527867653. | 2022-01-31 | 941430 | 100
24229 | T1 | RED RIVER PIPELINE COMPANY LLC | RED RIVER PIPELINE SEGMENT IN RAINS COUNTY | RED RIVER PIPELINE SEGMENT IN RAINS COUNTY | Rains County | TX | 75440 | RAINS | CN605965821 | RN111391280 | Pipeline automatic shut-off valves at 32.828897648, -95.670907842; 32.912382229, -95.758863761; and 32.946422832, -95.770658377. | The following property is used 100% for pollution control and is installed to meet or exceed federal or state regulations: Pipeline automatic shut-off valves at 32.828897648, -95.670907842; 32.912382229, -95.758863761; and 32.946422832, -95.770658377. | 2022-02-02 | 895560 | 100
24230 | T1 | RED RIVER PIPELINE COMPANY LLC | RED RIVER PIPELINE SEGMENT IN HUNT COUNTY | RED RIVER PIPELINE SEGMENT IN HUNT COUNTY | Hunt County | TX | 75401 | HUNT | CN605965821 | RN111391298 | Pipeline automatic shut-off valves at 33.152592411, -95.942398673; 33.196101195, -96.016838185; 33.258492457, -96.100990382; and 33.327050640, -96.204786883. | The following property is used 100% for pollution control and is installed to meet or exceed federal or state regulations: Pipeline automatic shut-off valves at 33.152592411, -95.942398673; 33.196101195, -96.016838185; 33.258492457, -96.100990382; and 33.327050640, -96.204786883. | 2022-02-01 | 1263977 | 100
24231 | T1 | RED RIVER PIPELINE COMPANY LLC | RED RIVER PIPELINE SEGMENT IN HOPKINS COUNTY | RED RIVER PIPELINE SEGMENT IN HOPKINS COUNTY | Hopkins County | TX | 75482 | HOPKINS | CN605965821 | RN111391306 | Pipeline automatic shut-off valves at 32.996679456, -95.784025610 and 33.069498904, -95.816122956. | The following property is used 100% for pollution control and is installed to meet or exceed federal or state regulations: Pipeline automatic shut-off valves at 32.996679456, -95.784025610 and 33.069498904, -95.816122956. | 2022-02-01 | 627620 | 100
24232 | T1 | RED RIVER PIPELINE COMPANY LLC | RED RIVER PIPELINE SEGMENT IN GREGG COUNTY | RED RIVER PIPELINE SEGMENT IN GREGG COUNTY | Gregg County | TX | 75601 | GREGG | CN605965821 | RN111391314 | Pipeline automatic shut-off valves at 32.485177888, -94.838820688 and 32.492850263, -94.934396823. | The following property is used 100% for pollution control and is installed to meet or exceed federal or state regulations: Pipeline automatic shut-off valves at 32.485177888, -94.838820688 and 32.492850263, -94.934396823. | 2022-02-01 | 627620 | 100
24233 | T1 | RED RIVER PIPELINE COMPANY LLC | RED RIVER PIPELINE SEGMENT IN GRAYSON COUNTY | RED RIVER PIPELINE SEGMENT IN GRAYSON COUNTY | Grayson County | TX | 75090 | GRAYSON | CN605965821 | RN111391322 | Pipeline automatic shut-off valves at 33.456220207, -96.412306689; 33.502957437-96.484844737, 33.549527684, -96.580504757; 33.549538989, -96.580929072, 33.570745419, -96.622455564; 33.612923782, -96.750440951; and 33.628953115,-96.896737229. | The following property is used 100% for pollution control and is installed to meet or exceed federal or state regulations: Pipeline automatic shut-off valves at 33.456220207, -96.412306689; 33.502957437-96.484844737, 33.549527684, -96.580504757; 33.549538989, -96.580929072, 33.570745419, -96.622455564; 33.612923782, -96.750440951; and 33.628953115,-96.896737229. | 2022-02-02 | 2211959 | 100
24234 | T1 | RED RIVER PIPELINE COMPANY LLC | RED RIVER PIPELINE SEGMENT IN FANNIN COUNTY | RED RIVER PIPELINE SEGMENT IN FANNIN COUNTY | Fannin County | TX | 75418 | FANNIN | CN605965821 | RN111391330 | Pipeline automatic shut-off valve at 33.401790164, -96.329257380. | The following property is used 100% for pollution control and is installed to meet or exceed federal or state regulations: Pipeline automatic shut-off valve at 33.401790164, -96.329257380. | 2022-02-01 | 315994 | 100
24235 | T1 | RED RIVER PIPELINE COMPANY LLC | RED RIVER PIPELINE SEGMENT IN COOKE COUNTY | RED RIVER PIPELINE SEGMENT IN COOKE COUNTY | Cooke County | TX | 76240 | COOKE | CN605965821 | RN111391124 | Pipeline automatic shut-off valves at 33.673010418, -97.023187230; 33.688292543, -97.126749040; and 33.803631507, -97.226794747. | The following property is used 100% for pollution control and is installed to meet or exceed federal or state regulations: Pipeline automatic shut-off valves at 33.673010418, -97.023187230; 33.688292543, -97.126749040; and 33.803631507, -97.226794747. | 2022-02-01 | 952351 | 100
24236 | T1 | UNITED PARCEL SERVICE INC | SWEETWATER WAREHOUSE & DISTRIBUTION FACILITY | 8330 SWEETWATER LN | HOUSTON | TX | 77037 | HARRIS | CN602297624 | RN100704097 | Environmental paving of vehicular traffic areas | The following property is used 100% for pollution control to meet or exceed federal or state regulations: Environmental paving of vehicular traffic areas | 2022-02-01 | 6105396 | 100
24237 | T1 | GLADIEUX METALS RECYCLING LLC | GLADIEUX METALS RECYCLING | Latitude = 28.939444, Longitude = -95.338055 | Brazoria County | TX | 77542 | BRAZORIA | CN605364843 | RN100210129 | Two chlorination units. | The following property is used 100% for pollution control to meet or exceed federal or state regulations: Two chlorination units. | 2022-03-31 | 5660 | 100
24238 | T1 | GLADIEUX METALS RECYCLING LLC | GLADIEUX METALS RECYCLING | Latitude = 28.939444, Longitude = -95.338055 | Brazoria County | TX | 77542 | BRAZORIA | CN605364843 | RN100210129 | A continuous emissions monitoring system and a continuous opacity monitoring system for EPN SCRUB. | The following property is used 100% for pollution control to meet or exceed federal or state regulations: A continuous emissions monitoring system and a continuous opacity monitoring system for EPN SCRUB. | 2022-03-31 | 1200000 | 100
24239 | T1 | GLADIEUX METALS RECYCLING LLC | GLADIEUX METALS RECYCLING | Latitude = 28.939444, Longitude = -95.338055 | Brazoria County | TX | 77541 | BRAZORIA | CN605364843 | RN100210129 | Thermal oxidizer at EPN TDU | The following property is used 100% for pollution control to meet or exceed federal or state regulations: Thermal oxidizer at EPN TDU | 2022-03-31 | 300000 | 100
24240 | T1 | GLADIEUX METALS RECYCLING LLC | GLADIEUX METALS RECYCLING | Latitude = 28.939444, Longitude = -95.338055 | Brazoria County | TX | 77542 | BRAZORIA | CN605364843 | RN100210129 | Circulating dry scrubber and baghouse EPN SCRUB. | The following property is used 100% for pollution control to meet or exceed federal or state regulations: Circulating dry scrubber and baghouse EPN SCRUB. | 2022-05-18 | 50000000 | 100
24241 | T1 | EAGLE FORD PIPELINE LLC | EAGLE FORD PIPELINE SEGMENT IN WILSON COUNTY | EAGLE FORD PIPELINE SEGMENT IN WILSON COUNTY | Wilson County | TX | 78114 | WILSON | CN604094508 | RN111397519 | Sedimentation and erosion controls consisting of slope breakers, silt fences, sedimentation barriers, staked hay or straw bales, matting and diking. | The following property is used 100% for pollution control and is installed to meet or exceed federal or state regulations: Sedimentation and erosion controls consisting of slope breakers, silt fences, sedimentation barriers, staked hay or straw bales, matting and diking. | 2022-02-11 | 65319 | 100
24242 | T1 | EAGLE FORD PIPELINE LLC | EAGLE FORD PIPELINE SEGMENT IN NUECES COUNTY | EAGLE FORD PIPELINE SEGMENT IN NUECES COUNTY | Nueces County | TX | 78401 | NUECES | CN604094508 | RN111397527 | Sedimentation and erosion controls consisting of slope breakers, silt fences, sedimentation barriers, staked hay or straw bales, matting and diking. | The following property is used 100% for pollution control and is installed to meet or exceed federal or state regulations: Sedimentation and erosion controls consisting of slope breakers, silt fences, sedimentation barriers, staked hay or straw bales, matting and diking. | 2022-02-11 | 8476244 | 100
24243 | T1 | EAGLE FORD PIPELINE LLC | EAGLE FORD PIPELINE SEGMENT IN KARNES COUNTY | EAGLE FORD PIPELINE SEGMENT IN KARNES COUNTY | Karnes County | TX | 78118 | KARNES | CN604094508 | RN111397535 | Sedimentation and erosion controls consisting of slope breakers, silt fences, sedimentation barriers, staked hay or straw bales, matting and diking. | The following property is used 100% for pollution control and is installed to meet or exceed federal or state regulations: Sedimentation and erosion controls consisting of slope breakers, silt fences, sedimentation barriers, staked hay or straw bales, matting and diking. | 2022-02-11 | 1867710 | 100
24244 | T1 | EAGLE FORD PIPELINE LLC | EAGLE FORD PIPELINE SEGMENT IN JIM WELLS COUNTY | EAGLE FORD PIPELINE SEGMENT IN JIM WELLS COUNTY | Jim Wells County | TX | 78332 | JIM WELLS | CN604094508 | RN111397543 | Sedimentation and erosion controls consisting of slope breakers, silt fences, sedimentation barriers, staked hay or straw bales, matting and diking. | The following property is used 100% for pollution control and is installed to meet or exceed federal or state regulations: Sedimentation and erosion controls consisting of slope breakers, silt fences, sedimentation barriers, staked hay or straw bales, matting and diking. | 2022-02-11 | 2675020 | 100
24245 | T1 | EAGLE FORD PIPELINE LLC | EAGLE FORD PIPELINE SEGMENT IN ATASCOSA COUNTY | EAGLE FORD PIPELINE SEGMENT IN ATASCOSA COUNTY | Atascosa County | TX | 78026 | ATASCOSA | CN604094508 | RN111397550 | Sedimentation and erosion controls consisting of slope breakers, silt fences, sedimentation barriers, staked hay or straw bales, matting and diking. | The following property is used 100% for pollution control and is installed to meet or exceed federal or state regulations: Sedimentation and erosion controls consisting of slope breakers, silt fences, sedimentation barriers, staked hay or straw bales, matting and diking. | 2022-02-11 | 1005936 | 100
24246 | T1 | EAGLE FORD PIPELINE LLC | EAGLE FORD PIPELINE SEGMENT IN MCMULLEN COUNTY | EAGLE FORD PIPELINE SEGMENT IN MCMULLEN COUNTY | Mcmullen County | TX | 78072 | MCMULLEN | CN604094508 | RN111397568 | Sedimentation and erosion controls consisting of slope breakers, silt fences, sedimentation barriers, staked hay or straw bales, matting and diking. | The following property is used 100% for pollution control and is installed to meet or exceed federal or state regulations: Sedimentation and erosion controls consisting of slope breakers, silt fences, sedimentation barriers, staked hay or straw bales, matting and diking. | 2022-02-15 | 6949939 | 100
24247 | T1 | EAGLE FORD PIPELINE LLC | EAGLE FORD PIPELINE SEGMENT IN LIVE OAK COUNTY | EAGLE FORD PIPELINE SEGMENT IN LIVE OAK COUNTY | Live Oak County | TX | 78022 | LIVE OAK | CN604094508 | RN111397576 | Sedimentation and erosion controls consisting of slope breakers, silt fences, sedimentation barriers, staked hay or straw bales, matting and diking. | The following property is used 100% for pollution control and is installed to meet or exceed federal or state regulations: Sedimentation and erosion controls consisting of slope breakers, silt fences, sedimentation barriers, staked hay or straw bales, matting and diking. | 2022-02-15 | 14041168 | 100
24248 | T1 | EAGLE FORD PIPELINE LLC | EAGLE FORD PIPELINE SEGMENT IN LA SALLE COUNTY | EAGLE FORD PIPELINE SEGMENT IN LA SALLE COUNTY | La Salle County | TX | 78014 | LA SALLE | CN604094508 | RN111397584 | Sedimentation and erosion controls consisting of slope breakers, silt fences, sedimentation barriers, staked hay or straw bales, matting and diking. | The following property is used 100% for pollution control and is installed to meet or exceed federal or state regulations: Sedimentation and erosion controls consisting of slope breakers, silt fences, sedimentation barriers, staked hay or straw bales, matting and diking. | 2022-02-15 | 6253579 | 100
24249 | T1 | HAYS ENERGY LLC | HAYS ENERGY FACILITY | 1601 FRANCES HARRIS LN | SAN MARCOS | TX | 78666 | HAYS | CN600125611 | RN100211689 | Heat Recovery Steam Generator Units 1-4 | The following property is used 65% for pollution control to meet or exceed federal or state regulations: Heat Recovery Steam Generator Units 1-4 | 2022-01-06 | 26000000 | 65
24250 | T1 | EAGLE FORD PIPELINE LLC | EAGLE FORD PIPELINE SEGMENT IN WILSON COUNTY | EAGLE FORD PIPELINE SEGMENT IN WILSON COUNTY | Wilson County | TX | 78114 | WILSON | CN604094508 | RN111397519 | Pipeline automatic shut-off valve at 28.919140082, -98.147986428. | The following property is used 100% for pollution control and is installed to meet or exceed federal or state regulations: Pipeline automatic shut-off valve at 28.919140082, -98.147986428. | 2022-02-15 | 334414 | 100
24251 | T1 | EAGLE FORD PIPELINE LLC | EAGLE FORD PIPELINE SEGMENT IN NUECES COUNTY | EAGLE FORD PIPELINE SEGMENT IN NUECES COUNTY | Nueces County | TX | 78401 | NUECES | CN604094508 | RN111397527 | Pipeline automatic shut-off valves at 27.797431806, -97.496092701; 27.797464228, -97.496092074; 27.801112972, -97.519265276; 27.810893361, -97.535360510; 27.810938284, -97.535459952; 27.814563105, -97.464955111; 27.814582778, -97.464948353; 27.820955425, -97.514785681; 27.820958957, -97.516264332; 27.820997781, -97.514925221; 27.821934425, -97.517230654; 27.821937536, -97.517262810; 27.822353793, -97.515071881; 27.823067327, -97.601441019; 27.823120044, -97.601428211; 27.824103017, -97.664696785; 27.824158202, -97.664685893; 27.844151000, -97.524491299; 27.844151448, -97.524496361; 27.844152000, -97.524441400; 27.844152062, -97.524436742; 27.844240638, -97.524438521; 27.844241531, -97.524493058; 27.844242900, -97.524402700; 27.844244732, -97.524517149; 27.844277931, -97.524499485; 27.844281600, -97.524443400; 27.890683502, -97.796212372; 27.890732836, -97.796189504; 27.909059868, -97.818690002; and 27.909109604, -97.818658777. | The following property is used 100% for pollution control and is installed to meet or exceed federal or state regulations: Pipeline automatic shut-off valves at 27.797431806, -97.496092701; 27.797464228, -97.496092074; 27.801112972, -97.519265276; 27.810893361, -97.535360510; 27.810938284, -97.535459952; 27.814563105, -97.464955111; 27.814582778, -97.464948353; 27.820955425, -97.514785681; 27.820958957, -97.516264332; 27.820997781, -97.514925221; 27.821934425, -97.517230654; 27.821937536, -97.517262810; 27.822353793, -97.515071881; 27.823067327, -97.601441019; 27.823120044, -97.601428211; 27.824103017, -97.664696785; 27.824158202, -97.664685893; 27.844151000, -97.524491299; 27.844151448, -97.524496361; 27.844152000, -97.524441400; 27.844152062, -97.524436742; 27.844240638, -97.524438521; 27.844241531, -97.524493058; 27.844242900, -97.524402700; 27.844244732, -97.524517149; 27.844277931, -97.524499485; 27.844281600, -97.524443400; 27.890683502, -97.796212372; 27.890732836, -97.796189504; 27.909059868, -97.818690002; and 27.909109604, -97.818658777. | 2022-02-15 | 9779007 | 100
24252 | T1 | EAGLE FORD PIPELINE LLC | EAGLE FORD PIPELINE SEGMENT IN KARNES COUNTY | EAGLE FORD PIPELINE SEGMENT IN KARNES COUNTY | Karnes County | TX | 78118 | KARNES | CN604094508 | RN111397535 | Pipeline automatic shut-off valves at 28.736351437, -98.028105647; 28.771011137, -97.991990546; 28.771018551, -97.992009101; 28.772548715, -97.986709643; 28.772616490, -97.986841554; 28.777931830, -97.971328795; 28.779592987, -97.946495773; 28.785380356, -97.948960759; 28.789326986, -97.994970255; 28.796559619, -97.923513013; 28.843608848, -97.987055162; and 28.855465690, -98.155815570. | The following property is used 100% for pollution control and is installed to meet or exceed federal or state regulations: Pipeline automatic shut-off valves at 28.736351437, -98.028105647; 28.771011137, -97.991990546; 28.771018551, -97.992009101; 28.772548715, -97.986709643; 28.772616490, -97.986841554; 28.777931830, -97.971328795; 28.779592987, -97.946495773; 28.785380356, -97.948960759; 28.789326986, -97.994970255; 28.796559619, -97.923513013; 28.843608848, -97.987055162; and 28.855465690, -98.155815570. | 2022-02-15 | 2999006 | 100
24253 | T1 | EAGLE FORD PIPELINE LLC | EAGLE FORD PIPELINE SEGMENT IN JIM WELLS COUNTY | EAGLE FORD PIPELINE SEGMENT IN JIM WELLS COUNTY | Jim Wells County | TX | 78332 | JIM WELLS | CN604094508 | RN111397543 | Pipeline automatic shut-off valves at 28.013762400, -97.933521269 and 28.013810880, -97.933482791. | The following property is used 100% for pollution control and is installed to meet or exceed federal or state regulations: Pipeline automatic shut-off valves at 28.013762400, -97.933521269 and 28.013810880, -97.933482791. | 2022-02-15 | 677025 | 100
24254 | T1 | EAGLE FORD PIPELINE LLC | EAGLE FORD PIPELINE SEGMENT IN ATASCOSA COUNTY | EAGLE FORD PIPELINE SEGMENT IN ATASCOSA COUNTY | Atascosa County | TX | 78026 | ATASCOSA | CN604094508 | RN111397550 | Pipeline automatic shut-off valve at 28.739289121, -98.178494574. | The following property is used 100% for pollution control and is installed to meet or exceed federal or state regulations: Pipeline automatic shut-off valve at 28.739289121, -98.178494574. | 2022-02-15 | 334414 | 100
24255 | T1 | EAGLE FORD PIPELINE LLC | EAGLE FORD PIPELINE SEGMENT IN MCMULLEN COUNTY | EAGLE FORD PIPELINE SEGMENT IN MCMULLEN COUNTY | Mcmullen County | TX | 78072 | MCMULLEN | CN604094508 | RN111397568 | Pipeline automatic shut-off valves at 28.456234136, -98.388128043; 28.456322812, -98.388111205; 28.469824021, -98.602132277; 28.469958428, -98.602573328; and 28.469958457, -98.602600185. | The following property is used 100% for pollution control and is installed to meet or exceed federal or state regulations: Pipeline automatic shut-off valves at 28.456234136, -98.388128043; 28.456322812, -98.388111205; 28.469824021, -98.602132277; 28.469958428, -98.602573328; and 28.469958457, -98.602600185. | 2022-02-15 | 1672071 | 100
24256 | T1 | EAGLE FORD PIPELINE LLC | EAGLE FORD PIPELINE SEGMENT IN LIVE OAK COUNTY | EAGLE FORD PIPELINE SEGMENT IN LIVE OAK COUNTY | Live Oak County | TX | 78022 | LIVE OAK | CN604094508 | RN111397576 | Pipeline automatic shut-off valves at 28.113301453, -98.033016746; 28.113406728, -98.033007845; 28.242999745, -98.103760287; 28.243054874, -98.103704023; 28.318804073, -98.143981338; 28.318890678, -98.143989119; 28.422572122, -98.201566797; 28.422588248, -98.201506555; 28.455448284, -98.199920402; 28.460997945, -98.222608816; 28.461144629, -98.222410235; 28.461148880, -98.222539167; 28.461230471, -98.222713626; 28.461233353, -98.222834409; 28.461329460, -98.222708097; 28.461796500, -98.223010725; 28.493845456, -98.237795704; 28.494550440, -98.238034832; 28.572383357, -98.227280459; 28.585019348, -98.225018714; 28.585071130, -98.225087944; 28.603277144, -98.218430971; 28.611013638, -98.155156243; 28.611013849, -98.155140572; 28.671106223, -98.193147852; 28.701111501, -98.129494256; 28.724129084, -98.038017354; 28.729347002, -98.064517955; 28.732223279, -98.056962253; and 28.732235653, -98.056965653. | The following property is used 100% for pollution control and is installed to meet or exceed federal or state regulations: Pipeline automatic shut-off valves at 28.113301453, -98.033016746; 28.113406728, -98.033007845; 28.242999745, -98.103760287; 28.243054874, -98.103704023; 28.318804073, -98.143981338; 28.318890678, -98.143989119; 28.422572122, -98.201566797; 28.422588248, -98.201506555; 28.455448284, -98.199920402; 28.460997945, -98.222608816; 28.461144629, -98.222410235; 28.461148880, -98.222539167; 28.461230471, -98.222713626; 28.461233353, -98.222834409; 28.461329460, -98.222708097; 28.461796500, -98.223010725; 28.493845456, -98.237795704; 28.494550440, -98.238034832; 28.572383357, -98.227280459; 28.585019348, -98.225018714; 28.585071130, -98.225087944; 28.603277144, -98.218430971; 28.611013638, -98.155156243; 28.611013849, -98.155140572; 28.671106223, -98.193147852; 28.701111501, -98.129494256; 28.724129084, -98.038017354; 28.729347002, -98.064517955; 28.732223279, -98.056962253; and 28.732235653, -98.056965653. | 2022-02-15 | 8833903 | 100
24257 | T1 | EAGLE FORD PIPELINE LLC | EAGLE FORD PIPELINE SEGMENT IN LA SALLE COUNTY | EAGLE FORD PIPELINE SEGMENT IN LA SALLE COUNTY | La Salle County | TX | 78014 | LA SALLE | CN604094508 | RN111397584 | Pipeline automatic shut-off valves at 28.484843064, -99.002674082; 28.484896735, -99.002564683; 28.502434505, -98.804151855; 28.502649269, -98.804009904; 28.525437559, -99.222396481; and 28.525757232, -99.222148809. | The following property is used 100% for pollution control and is installed to meet or exceed federal or state regulations: Pipeline automatic shut-off valves at 28.484843064, -99.002674082; 28.484896735, -99.002564683; 28.502434505, -98.804151855; 28.502649269, -98.804009904; 28.525437559, -99.222396481; and 28.525757232, -99.222148809. | 2022-02-15 | 2006485 | 100
24258 | T1 | EAGLE FORD PIPELINE LLC | EAGLE FORD PIPELINE SEGMENT IN WILSON COUNTY | EAGLE FORD PIPELINE SEGMENT IN WILSON COUNTY | Wilson County | TX | 78114 | WILSON | CN604094508 | RN111397519 | Pipeline Inspection Gauge (PIG) receiver at -98.147986428, 28.919140082. | The following property is used 100% for pollution control and is installed to meet or exceed federal or state regulations: Pipeline Inspection Gauge (PIG) receiver at -98.147986428, 28.919140082. | 2022-02-15 | 179757 | 100
24259 | T1 | EAGLE FORD PIPELINE LLC | EAGLE FORD PIPELINE SEGMENT IN NUECES COUNTY | EAGLE FORD PIPELINE SEGMENT IN NUECES COUNTY | Nueces County | TX | 78401 | NUECES | CN604094508 | RN111397527 | Pipeline Inspection Gauge (PIG) receivers at -97.519265170, 27.801112957; -97.516264332, 27.820958957; -97.514925720, 27.820998105; and -97.524402700, 27.844242900; and PIG launchers at -97.514785681, 27.820955425; -97.515071881, 27.822353793; and -97.515111100, 27.822436100. | The following property is used 100% for pollution control and is installed to meet or exceed federal or state regulations: Pipeline Inspection Gauge (PIG) receivers at -97.519265170, 27.801112957; -97.516264332, 27.820958957; -97.514925720, 27.820998105; and -97.524402700, 27.844242900; and PIG launchers at -97.514785681, 27.820955425; -97.515071881, 27.822353793; and -97.515111100, 27.822436100. | 2022-02-15 | 1163397 | 100
24260 | T1 | EAGLE FORD PIPELINE LLC | EAGLE FORD PIPELINE SEGMENT IN KARNES COUNTY | EAGLE FORD PIPELINE SEGMENT IN KARNES COUNTY | Karnes County | TX | 78118 | KARNES | CN604094508 | RN111397535 | Pipeline Inspection Gauge (PIG) receivers at -97.986841554, 28.772616490; and -97.948980054, 28.785482922; and PIG launchers at -97.994970255, 28.789326986; -97.923513013, 28.796559619; and -97.987055162, 28.843608848. | The following property is used 100% for pollution control and is installed to meet or exceed federal or state regulations: Pipeline Inspection Gauge (PIG) receivers at -97.986841554, 28.772616490; and -97.948980054, 28.785482922; and PIG launchers at -97.994970255, 28.789326986; -97.923513013, 28.796559619; and -97.987055162, 28.843608848. | 2022-02-15 | 572876 | 100
24261 | T1 | EAGLE FORD PIPELINE LLC | EAGLE FORD PIPELINE SEGMENT IN LIVE OAK COUNTY | EAGLE FORD PIPELINE SEGMENT IN LIVE OAK COUNTY | Live Oak County | TX | 78022 | LIVE OAK | CN604094508 | RN111397576 | Pipeline Inspection Gauge (PIG) receivers at -98.199920402, 28.455448284; -98.222834409, 28.461233353; -98.222708097, 28.461329460; and -98.223010725, 28.461796500; and PIG launchers at -98.222608816, 28.460997945; -98.222410235, 28.461144629; -98.222539167, 28.461148880; and -98.222713626, 28.461230471. | The following property is used 100% for pollution control and is installed to meet or exceed federal or state regulations: Pipeline Inspection Gauge (PIG) receivers at -98.199920402, 28.455448284; -98.222834409, 28.461233353; -98.222708097, 28.461329460; and -98.223010725, 28.461796500; and PIG launchers at -98.222608816, 28.460997945; -98.222410235, 28.461144629; -98.222539167, 28.461148880; and -98.222713626, 28.461230471. | 2022-02-15 | 1295702 | 100
24262 | T1 | EAGLE FORD PIPELINE LLC | EAGLE FORD PIPELINE SEGMENT IN LA SALLE COUNTY | EAGLE FORD PIPELINE SEGMENT IN LA SALLE COUNTY | La Salle County | TX | 78014 | LA SALLE | CN604094508 | RN111397584 | Pipeline Inspection Gauge (PIG) launchers at -99.222396481, 28.525437559 and -99.222148809, 28.525757232. | The following property is used 100% for pollution control and is installed to meet or exceed federal or state regulations: Pipeline Inspection Gauge (PIG) launchers at -99.222396481, 28.525437559 and -99.222148809, 28.525757232. | 2022-02-15 | 325349 | 100
24263 | T1 | EAGLE FORD PIPELINE LLC | EAGLE FORD PIPELINE SEGMENT IN WILSON COUNTY | EAGLE FORD PIPELINE SEGMENT IN WILSON COUNTY | Wilson County | TX | 78114 | WILSON | CN604094508 | RN111397519 | Nondestructive pipeline testing expenditures – Radiography. | The following property is used 100% for pollution control to meet or exceed federal or state regulations: Nondestructive pipeline testing expenditures – Radiography. | 2022-02-08 | 17658 | 100
24264 | T1 | EAGLE FORD PIPELINE LLC | EAGLE FORD PIPELINE SEGMENT IN NUECES COUNTY | EAGLE FORD PIPELINE SEGMENT IN NUECES COUNTY | Nueces County | TX | 78401 | NUECES | CN604094508 | RN111397527 | Nondestructive pipeline testing expenditures – Radiography. | The following property is used 100% for pollution control to meet or exceed federal or state regulations: Nondestructive pipeline testing expenditures – Radiography. | 2022-02-08 | 2291408 | 100
24265 | T1 | EAGLE FORD PIPELINE LLC | EAGLE FORD PIPELINE SEGMENT IN KARNES COUNTY | EAGLE FORD PIPELINE SEGMENT IN KARNES COUNTY | Karnes County | TX | 78118 | KARNES | CN604094508 | RN111397535 | Nondestructive pipeline testing expenditures – Radiography. | The following property is used 100% for pollution control to meet or exceed federal or state regulations: Nondestructive pipeline testing expenditures – Radiography. | 2022-02-08 | 504904 | 100
24266 | T1 | EAGLE FORD PIPELINE LLC | EAGLE FORD PIPELINE SEGMENT IN JIM WELLS COUNTY | EAGLE FORD PIPELINE SEGMENT IN JIM WELLS COUNTY | Jim Wells County | TX | 78332 | JIM WELLS | CN604094508 | RN111397543 | Nondestructive pipeline testing expenditures – Radiography. | The following property is used 100% for pollution control to meet or exceed federal or state regulations: Nondestructive pipeline testing expenditures – Radiography. | 2022-02-08 | 723146 | 100
24267 | T1 | EAGLE FORD PIPELINE LLC | EAGLE FORD PIPELINE SEGMENT IN ATASCOSA COUNTY | EAGLE FORD PIPELINE SEGMENT IN ATASCOSA COUNTY | Atascosa County | TX | 78026 | ATASCOSA | CN604094508 | RN111397550 | Nondestructive pipeline testing expenditures – Radiography. | The following property is used 100% for pollution control to meet or exceed federal or state regulations: Nondestructive pipeline testing expenditures – Radiography. | 2022-02-08 | 271938 | 100
24268 | T1 | EAGLE FORD PIPELINE LLC | EAGLE FORD PIPELINE SEGMENT IN MCMULLEN COUNTY | EAGLE FORD PIPELINE SEGMENT IN MCMULLEN COUNTY | Mcmullen County | TX | 78072 | MCMULLEN | CN604094508 | RN111397568 | Nondestructive pipeline testing expenditures – Radiography. | The following property is used 100% for pollution control to meet or exceed federal or state regulations: Nondestructive pipeline testing expenditures – Radiography. | 2022-02-08 | 1878798 | 100
24269 | T1 | EAGLE FORD PIPELINE LLC | EAGLE FORD PIPELINE SEGMENT IN LIVE OAK COUNTY | EAGLE FORD PIPELINE SEGMENT IN LIVE OAK COUNTY | Live Oak County | TX | 78022 | LIVE OAK | CN604094508 | RN111397576 | Nondestructive pipeline testing expenditures – Radiography. | The following property is used 100% for pollution control to meet or exceed federal or state regulations: Nondestructive pipeline testing expenditures – Radiography. | 2022-02-08 | 3795790 | 100
24270 | T1 | EAGLE FORD PIPELINE LLC | EAGLE FORD PIPELINE SEGMENT IN LA SALLE COUNTY | EAGLE FORD PIPELINE SEGMENT IN LA SALLE COUNTY | La Salle County | TX | 78014 | LA SALLE | CN604094508 | RN111397584 | Nondestructive pipeline testing expenditures – Radiography. | The following property is used 100% for pollution control to meet or exceed federal or state regulations: Nondestructive pipeline testing expenditures – Radiography. | 2022-02-08 | 1690548 | 100
24271 | T1 | EAGLE FORD PIPELINE LLC | EAGLE FORD PIPELINE SEGMENT IN WILSON COUNTY | EAGLE FORD PIPELINE SEGMENT IN WILSON COUNTY | Wilson County | TX | 78114 | WILSON | CN604094508 | RN111397519 | Nondestructive pipeline testing expenditures – Radiography. | The following property is used 100% for pollution control to meet or exceed federal or state regulations: Nondestructive pipeline testing expenditures – Radiography. | 2022-02-08 | 13987 | 100
24272 | T1 | EAGLE FORD PIPELINE LLC | EAGLE FORD PIPELINE SEGMENT IN NUECES COUNTY | EAGLE FORD PIPELINE SEGMENT IN NUECES COUNTY | Nueces County | TX | 78401 | NUECES | CN604094508 | RN111397527 | Nondestructive pipeline testing expenditures – Radiography. | The following property is used 100% for pollution control to meet or exceed federal or state regulations: Nondestructive pipeline testing expenditures – Radiography. | 2022-02-08 | 1815032 | 100
24273 | T1 | EAGLE FORD PIPELINE LLC | EAGLE FORD PIPELINE SEGMENT IN KARNES COUNTY | EAGLE FORD PIPELINE SEGMENT IN KARNES COUNTY | Karnes County | TX | 78118 | KARNES | CN604094508 | RN111397535 | Nondestructive pipeline testing expenditures – Radiography. | The following property is used 100% for pollution control to meet or exceed federal or state regulations: Nondestructive pipeline testing expenditures – Radiography. | 2022-02-08 | 399936 | 100
24274 | T1 | EAGLE FORD PIPELINE LLC | EAGLE FORD PIPELINE SEGMENT IN JIM WELLS COUNTY | EAGLE FORD PIPELINE SEGMENT IN JIM WELLS COUNTY | Jim Wells County | TX | 78332 | JIM WELLS | CN604094508 | RN111397543 | Nondestructive pipeline testing expenditures – Radiography. | The following property is used 100% for pollution control to meet or exceed federal or state regulations: Nondestructive pipeline testing expenditures – Radiography. | 2022-02-08 | 572806 | 100
24275 | T1 | EAGLE FORD PIPELINE LLC | EAGLE FORD PIPELINE SEGMENT IN ATASCOSA COUNTY | EAGLE FORD PIPELINE SEGMENT IN ATASCOSA COUNTY | Atascosa County | TX | 78026 | ATASCOSA | CN604094508 | RN111397550 | Pipeline coating and cathodic protection on the Eagle Ford Pipeline Segment in Atascosa County. | The following property is used 100% for pollution control to meet or exceed federal or state regulations: Pipeline coating and cathodic protection on the Eagle Ford Pipeline Segment in Atascosa County. | 2022-02-09 | 215403 | 100
24276 | T1 | EAGLE FORD PIPELINE LLC | EAGLE FORD PIPELINE SEGMENT IN MCMULLEN COUNTY | EAGLE FORD PIPELINE SEGMENT IN MCMULLEN COUNTY | Mcmullen County | TX | 78072 | MCMULLEN | CN604094508 | RN111397568 | Pipeline coating and cathodic protection on the Eagle Ford Pipeline Segment in McMullen County. | The following property is used 100% for pollution control to meet or exceed federal or state regulations: Pipeline coating and cathodic protection on the Eagle Ford Pipeline Segment in McMullen County. | 2022-02-09 | 1488202 | 100
24277 | T1 | EAGLE FORD PIPELINE LLC | EAGLE FORD PIPELINE SEGMENT IN LIVE OAK COUNTY | EAGLE FORD PIPELINE SEGMENT IN LIVE OAK COUNTY | Live Oak County | TX | 78022 | LIVE OAK | CN604094508 | RN111397576 | Pipeline coating and cathodic protection on the Eagle Ford Pipeline Segment in Live Oak County. | The following property is used 100% for pollution control to meet or exceed federal or state regulations: Pipeline coating and cathodic protection on the Eagle Ford Pipeline Segment in Live Oak County. | 2022-02-09 | 3006658 | 100
24278 | T1 | EAGLE FORD PIPELINE LLC | EAGLE FORD PIPELINE SEGMENT IN LA SALLE COUNTY | EAGLE FORD PIPELINE SEGMENT IN LA SALLE COUNTY | La Salle County | TX | 78014 | LA SALLE | CN604094508 | RN111397584 | Pipeline coating and cathodic protection on the Eagle Ford Pipeline Segment in La Salle County. | The following property is used 100% for pollution control to meet or exceed federal or state regulations: Pipeline coating and cathodic protection on the Eagle Ford Pipeline Segment in La Salle County. | 2022-02-09 | 1339089 | 100
24279 | T1 | DARLING INGREDIENTS INC | DARLING INGREDIENTS GRAPELAND | 834 FM 227 E | GRAPELAND | TX | 75844 | HOUSTON | CN600480826 | RN110645421 | Regenerative thermal oxidizer. | The following property is used 100% for pollution control and is installed to meet or exceed federal or state regulations: Regenerative thermal oxidizer. | 2022-03-31 | 45000 | 100
24280 | T1 | DARLING INGREDIENTS INC | DARLING INGREDIENTS GRAPELAND | 834 FM 227 E | GRAPELAND | TX | 75844 | HOUSTON | CN600480826 | RN110645421 | Waste water treatment system consisting of final effluent lagoon discharge pump, anaerobic lagoon effluent pump #2, waste water equalization tank, final effluent Parshall flume, aerobic reactor glass lined tank, DAF feed pump, anaerobic lagoon effluent pump #1, final site drain pump station pump #2, sludge tank, final effluent storage lagoon controls building, above grade bolted steel storage, floating surface aerator, instrumentation and controls, effluent irrigation pump, covered anaerobic lagoon and gas piping, final effluent storage lagoon, jet aeration system, and associated electrical equipment. | The following property is used 100% for pollution control and is installed to meet or exceed federal or state regulations: Waste water treatment system consisting of final effluent lagoon discharge pump, anaerobic lagoon effluent pump #2, waste water equalization tank, final effluent Parshall flume, aerobic reactor glass lined tank, DAF feed pump, anaerobic lagoon effluent pump #1, final site drain pump station pump #2, sludge tank, final effluent storage lagoon controls building, above grade bolted steel storage, floating surface aerator, instrumentation and controls, effluent irrigation pump, covered anaerobic lagoon and gas piping, final effluent storage lagoon, jet aeration system, and associated electrical equipment. | 2022-03-31 | 4059244 | 100
24281 | T1 | GRIFFIN INDUSTRIES LLC | DARLING INGREDIENTS BASTROP | 264 FM 2336 | BASTROP | TX | 78602 | BASTROP | CN600473482 | RN101638641 | Feather press scrubber and panel. | The following property is used 100% for pollution control and is installed to meet or exceed federal or state regulations: Feather press scrubber and panel. | 2022-03-31 | 318658 | 100
24282 | T1 | GRIFFIN INDUSTRIES LLC | DARLING INGREDIENTS BASTROP | 264 FM 2336 | BASTROP | TX | 78602 | BASTROP | CN600473482 | RN101638641 | Waste water treatment system consisting of skimmer pump, pivot pt irrigation, blower aeration system, anoxic pond aqua turbo, finished wastewater pond cleanout, lagoon repair - added 7 years life, aqua-turbo - 40 HP, wastewater pond cleanout and recover, tarp - wastewater pond #1, stormwater pond cleanout, and two 50hp aquaturbo aerators. | The following property is used 100% for pollution control and is installed to meet or exceed federal or state regulations: Waste water treatment system consisting of skimmer pump, pivot pt irrigation, blower aeration system, anoxic pond aqua turbo, finished wastewater pond cleanout, lagoon repair - added 7 years life, aqua-turbo - 40 HP, wastewater pond cleanout and recover, tarp - wastewater pond #1, stormwater pond cleanout, and two 50hp aquaturbo aerators. | 2022-03-31 | 615772 | 100
24283 | T1 | DARLING INGREDIENTS INC | DARLING INGREDIENTS BRYAN BAKERY | 601 LIBERTY DR | BRYAN | TX | 77807 | BRAZOS | CN600480826 | RN106484058 | Regenerative thermal oxidizer system consisting of a regenerative thermal oxidizer, fan, ductwork, tile, fan drive, and media. | The following property is used 100% for pollution control and is installed to meet or exceed federal or state regulations: Regenerative thermal oxidizer system consisting of a regenerative thermal oxidizer, fan, ductwork, tile, fan drive, and media. | 2022-06-13 | 1004493 | 100
24284 | T1 | MIDLOTHIAN ENERGY LLC | MIDLOTHIAN ENERGY FACILITY | 4601 BROOKHOLLOW DR | MIDLOTHIAN | TX | 76065 | ELLIS | CN600131379 | RN102596400 | Heat Recovery Steam Generator Units 1-6. | The following property is used 65% for pollution control to meet or exceed federal or state regulations: Heat Recovery Steam Generator Units 1-6. | 2022-01-06 | 69532500 | 65
24285 | T1 | PLAINS PIPELINE LP | CACTUS PIPELINE SEGMENT IN UPTON COUNTY | CACTUS PIPELINE SEGMENT IN UPTON COUNTY | Upton County | TX | 79778 | UPTON | CN601440852 | RN111404281 | Sedimentation and erosion controls consisting of slope breakers, silt fences, sedimentation barriers, staked hay or straw bales, matting and diking. | The following property is used 100% for pollution control to meet or exceed federal or state regulations: Sedimentation and erosion controls consisting of slope breakers, silt fences, sedimentation barriers, staked hay or straw bales, matting and diking. | 2022-02-09 | 1187908 | 100
24286 | T1 | PLAINS PIPELINE LP | CACTUS PIPELINE SEGMENT IN MAVERICK COUNTY | CACTUS PIPELINE SEGMENT IN MAVERICK COUNTY | Maverick County | TX | 78852 | MAVERICK | CN601440852 | RN111404299 | Sedimentation and erosion controls consisting of slope breakers, silt fences, sedimentation barriers, staked hay or straw bales, matting and diking. | The following property is used 100% for pollution control to meet or exceed federal or state regulations: Sedimentation and erosion controls consisting of slope breakers, silt fences, sedimentation barriers, staked hay or straw bales, matting and diking. | 2022-02-09 | 191469 | 100
24287 | T1 | PLAINS PIPELINE LP | CACTUS PIPELINE SEGMENT IN LA SALLE COUNTY | CACTUS PIPELINE SEGMENT IN LA SALLE COUNTY | La Salle County | TX | 78014 | LA SALLE | CN601440852 | RN111404307 | Sedimentation and erosion controls consisting of slope breakers, silt fences, sedimentation barriers, staked hay or straw bales, matting and diking. | The following property is used 100% for pollution control to meet or exceed federal or state regulations: Sedimentation and erosion controls consisting of slope breakers, silt fences, sedimentation barriers, staked hay or straw bales, matting and diking. | 2022-02-09 | 1289922 | 100
24288 | T1 | PLAINS PIPELINE LP | CACTUS PIPELINE SEGMENT IN KINNEY COUNTY | CACTUS PIPELINE SEGMENT IN KINNEY COUNTY | Kinney County | TX | 78832 | KINNEY | CN601440852 | RN111404315 | Sedimentation and erosion controls consisting of slope breakers, silt fences, sedimentation barriers, staked hay or straw bales, matting and diking. | The following property is used 100% for pollution control to meet or exceed federal or state regulations: Sedimentation and erosion controls consisting of slope breakers, silt fences, sedimentation barriers, staked hay or straw bales, matting and diking. | 2022-02-09 | 4764838 | 100
24289 | T1 | PLAINS PIPELINE LP | CACTUS PIPELINE SEGMENT IN FRIO COUNTY | CACTUS PIPELINE SEGMENT IN FRIO COUNTY | Frio County | TX | 78061 | FRIO | CN601440852 | RN111404323 | Sedimentation and erosion controls consisting of slope breakers, silt fences, sedimentation barriers, staked hay or straw bales, matting and diking. | The following property is used 100% for pollution control to meet or exceed federal or state regulations: Sedimentation and erosion controls consisting of slope breakers, silt fences, sedimentation barriers, staked hay or straw bales, matting and diking. | 2022-02-09 | 1311700 | 100
24290 | T1 | PLAINS PIPELINE LP | CACTUS PIPELINE SEGMENT IN CROCKETT COUNTY | CACTUS PIPELINE SEGMENT IN CROCKETT COUNTY | Crockett County | TX | 76943 | CROCKETT | CN601440852 | RN111404331 | Sedimentation and erosion controls consisting of slope breakers, silt fences, sedimentation barriers, staked hay or straw bales, matting and diking. | The following property is used 100% for pollution control to meet or exceed federal or state regulations: Sedimentation and erosion controls consisting of slope breakers, silt fences, sedimentation barriers, staked hay or straw bales, matting and diking. | 2022-02-09 | 9495829 | 100
24291 | T1 | PLAINS MARKETING LP | MIDLAND TANK FARM | Latitude = 32.018056, Longitude = -101.993611 | Midland County | TX | 79706 | MIDLAND | CN601275134 | RN110213931 | Geodesic domes on storage tanks 125161 and 125162; and external floating roofs on storage tanks 125163, 125164, 125165, and 125166. | The following property is used 100% for pollution control to meet or exceed federal or state regulations: Geodesic domes on storage tanks 125161 and 125162; and external floating roofs on storage tanks 125163, 125164, 125165, and 125166. | 2022-03-22 | 3911785 | 100
24292 | T1 | PLAINS ORYX PERMIAN BASIN PIPELINE LLC | PORTERSVILLE STATION | AT THE INTERSECTION OF COUNTY ROAD 401 AND COLLINS STREET NORTHEAST OF MENTONE, TX. FROM THE INTERSECTION OF COUNTY ROAD 302 AND 402 THE TERMINAL IS WEST OF COUNTY ROAD 302 AND NORTH OF COUNTY ROAD 402. | Loving County | TX | 79754 | LOVING | CN605965797 | RN111405171 | Porterville Station Background Plains Oryx Permian Basin Pipeline, LLC the Companys or Plains Porterville Station the Facility is located in Porterville, Loving County, Texas. Pollution Control Property Description External Floating Roof Additions The Facilitys External Floating Roofs EFRs installed at the Facility reduce and/or eliminate fugitive volatile organic compound emissions VOCs that may result from the storage of petroleum products at the Facility. EFRs reduce the vapor space above liquid stored in tanks, thereby controlling any evaporative VOC emissions. EFRs were installed and placed in service on the following Facility Storage Tanks Tank No. EFR In-Service Cost TANK-31000 2018 334,062 TANK-31001 2018 334,062 TOTAL 668,124 The Facilitys External Floating Roofs reduce and/or eliminate fugitive emissions that may otherwise cause pollution of the atmosphere of the State of Texas | Duplicate of 24564 | 2022-03-22 | 668124 | 100
24293 | T1 | SUNRISE PIPELINE LLC | COLORADO CITY TANK FARM | 2932 COUNTY ROAD 4156 | HERMLEIGH | TX | 79526 | SCURRY | CN605966282 | RN101296507 | External floating roofs on tanks 1554 and 1555. | The following property is used 100% for pollution control to meet or exceed federal or state regulations: External floating roofs on tanks 1554 and 1555. | 2022-03-22 | 915295 | 100
24294 | T1 | PLAINS PIPELINE LP | MESA MCCAMEY TANK FARM | Latitude = 31.138055, Longitude = -102.180555 | Upton County | TX | 79752 | UPTON | CN601440852 | RN101973782 | External floating roofs on tanks 370 and 371. | The following property is used 100% for pollution control to meet or exceed federal or state regulations: External floating roofs on tanks 370 and 371. | 2022-03-22 | 931431 | 100
24295 | T1 | PLAINS PIPELINE LP | GARDENDALE TERMINAL | Latitude = 28.525796, Longitude = -99.223649 | La Salle County | TX | 78014 | LA SALLE | CN601440852 | RN106274574 | External floating roof on tank 202656. | The following property is used 100% for pollution control to meet or exceed federal or state regulations: External floating roof on tank 202656. | 2022-03-23 | 371370 | 100
24296 | T1 | PLAINS ORYX PERMIAN BASIN PIPELINE LLC | WINK COMPLEX | Latitude = 31.7625, Longitude = -103.1735 | Winkler County | TX | 79789 | WINKLER | CN605965797 | RN100214253 | External floating roofs on tanks 1706, 1707, 1708, 1711, 1712, 1713, 1714, and 1715. | The following property is used 100% for pollution control to meet or exceed federal or state regulations: External floating roofs on tanks 1706, 1707, 1708, 1711, 1712, 1713, 1714, and 1715. | 2022-03-23 | 3788625 | 100
24297 | T1 | PLAINS ORYX PERMIAN BASIN PIPELINE LLC | MIDLAND MESA STATION | 1301 S COUNTY ROAD 1150 | MIDLAND | TX | 79706 | MIDLAND | CN605965797 | RN100214824 | External floating roofs on tanks 1552 and 1553. | The following property is used 100% for pollution control to meet or exceed federal or state regulations: External floating roofs on tanks 1552 and 1553. | 2022-03-23 | 684925 | 100
24298 | T1 | PLAINS ORYX PERMIAN BASIN PIPELINE LLC | EL MAR STATION | Latitude = 31.9901, Longitude = -103.681 | Loving County | TX | 79770 | LOVING | CN605965797 | RN109685552 | External floating roofs on tanks 30020 and 30024. | The following property is used 100% for pollution control to meet or exceed federal or state regulations: External floating roofs on tanks 30020 and 30024. | 2022-03-23 | 954463 | 100
24299 | T1 | PLAINS ORYX PERMIAN BASIN PIPELINE LLC | BLACKTIP STATION | Latitude = 31.721247, Longitude = -103.471285 | Loving County | TX | 79754 | LOVING | CN605965797 | RN106229040 | External floating roof on tank 3010. | The following property is used 100% for pollution control to meet or exceed federal or state regulations: External floating roof on tank 3010. | 2022-03-23 | 384215 | 100
24300 | T1 | EAGLE FORD PIPELINE LLC | PLAINS PIPELINE THREE RIVERS TERMINAL | 175 COUNTY ROAD 404 | THREE RIVERS | TX | 78071 | LIVE OAK | CN604094508 | RN106200165 | External floating roofs on tanks 202654 and 202655. | The following property is used 100% for pollution control to meet or exceed federal or state regulations: External floating roofs on tanks 202654 and 202655. | 2022-03-23 | 830845 | 100
24301 | T1 | EAGLE FORD PIPELINE LLC | GARDENDALE TERMINAL | Latitude = 28.525796, Longitude = -99.223649 | La Salle County | TX | 78014 | LA SALLE | CN604094508 | RN106274574 | External floating roofs on tanks 1511, 1512 and 1513. | The following property is used 100% for pollution control to meet or exceed federal or state regulations: External floating roofs on tanks 1511, 1512 and 1513. | 2022-03-23 | 1125563 | 100
24302 | T1 | CACTUS II PIPELINE LLC | MESA MCCAMEY TANK FARM | Latitude = 31.138055, Longitude = -102.180555 | Upton County | TX | 79752 | UPTON | CN605615046 | RN101973782 | External floating roofs on tanks 372 and 373. | The following property is used 100% for pollution control to meet or exceed federal or state regulations: External floating roofs on tanks 372 and 373. | 2022-03-23 | 954463 | 100
24303 | T1 | CACTUS II PIPELINE LLC | TAFT STATION | 9696 CR 2004 | TAFT | TX | 78390 | SAN PATRICIO | CN605615046 | RN110490554 | External floating roofs on tanks 27100, 27110, 27120, and 27130. | The following property is used 100% for pollution control to meet or exceed federal or state regulations: External floating roofs on tanks 27100, 27110, 27120, and 27130. | 2022-02-28 | 1879813 | 100
24304 | T1 | PLAINS PIPELINE LP | CACTUS PIPELINE SEGMENT IN ZAVALA COUNTY | CACTUS PIPELINE SEGMENT IN ZAVALA COUNTY | Zavala County | TX | 78839 | ZAVALA | CN601440852 | RN111392148 | Pipeline automatic shut-off valves at 28.828402576, -99.450635961; 28.853369984, -99.615488104; 28.860388535, -99.768690463; 28.862479923, -99.802648784; 28.902209414, -99.852496877; 28.956036459, -99.958137974; 29.052969274, -100.070344172; 29.059332502, -100.076950616; and 29.059353626, -100.076979359. | The following property is used 100% for pollution control to meet or exceed federal or state regulations: Pipeline automatic shut-off valves at 28.828402576, -99.450635961; 28.853369984, -99.615488104; 28.860388535, -99.768690463; 28.862479923, -99.802648784; 28.902209414, -99.852496877; 28.956036459, -99.958137974; 29.052969274, -100.070344172; 29.059332502, -100.076950616; and 29.059353626, -100.076979359. | 2022-02-23 | 3088017 | 100
24305 | T1 | PLAINS PIPELINE LP | CACTUS PIPELINE SEGMENT IN VAL VERDE COUNTY | CACTUS PIPELINE SEGMENT IN VAL VERDE COUNTY | Val Verde County | TX | 78840 | VAL VERDE | CN601440852 | RN111392908 | Pipeline automatic shut-off valves at 29.416480843, -100.735353674; 29.462556705, -100.757848585; 29.534972352, -100.783652166; 29.652591784, -100.803033565; 29.804525988, -100.820058972; 29.844847300, -100.807460600; 29.844885549, -100.807028585; 29.915876377, -100.824104852; 29.949793558, -100.856702042; 30.026483183, -100.908316047; 30.061917663, -100.927434596; 30.190431487, -100.955098294; 30.215593590, -100.969487074; 30.221199693, -100.975066246; and 30.254032315, -101.091338680. | The following property is used 100% for pollution control to meet or exceed federal or state regulations: Pipeline automatic shut-off valves at 29.416480843, -100.735353674; 29.462556705, -100.757848585; 29.534972352, -100.783652166; 29.652591784, -100.803033565; 29.804525988, -100.820058972; 29.844847300, -100.807460600; 29.844885549, -100.807028585; 29.915876377, -100.824104852; 29.949793558, -100.856702042; 30.026483183, -100.908316047; 30.061917663, -100.927434596; 30.190431487, -100.955098294; 30.215593590, -100.969487074; 30.221199693, -100.975066246; and 30.254032315, -101.091338680. | 2022-02-23 | 5146695 | 100
24306 | T1 | PLAINS PIPELINE LP | CACTUS PIPELINE SEGMENT IN UPTON COUNTY | CACTUS PIPELINE SEGMENT IN UPTON COUNTY | Upton County | TX | 79778 | UPTON | CN601440852 | RN111404281 | Pipeline automatic shut-off valve at 31.141240454, -102.187078962. | The following property is used 100% for pollution control to meet or exceed federal or state regulations: Pipeline automatic shut-off valve at 31.141240454, -102.187078962. | 2022-02-23 | 389366 | 100
24307 | T1 | PLAINS PIPELINE LP | CACTUS PIPELINE SEGMENT IN LA SALLE COUNTY | CACTUS PIPELINE SEGMENT IN LA SALLE COUNTY | La Salle County | TX | 78014 | LA SALLE | CN601440852 | RN111404307 | Pipeline automatic shut-off valves at 28.526416087, -99.224699868 and 28.622226664, -99.323955753. | The following property is used 100% for pollution control to meet or exceed federal or state regulations: Pipeline automatic shut-off valves at 28.526416087, -99.224699868 and 28.622226664, -99.323955753. | 2022-02-23 | 686226 | 100
24308 | T1 | PLAINS PIPELINE LP | CACTUS PIPELINE SEGMENT IN KINNEY COUNTY | CACTUS PIPELINE SEGMENT IN KINNEY COUNTY | Kinney County | TX | 78832 | KINNEY | CN601440852 | RN111404315 | Pipeline automatic shut-off valves at 29.088206139, -100.194723335; 29.122777759, -100.309027150; 29.146316646, -100.427024063; 29.194463216, -100.516967787; 29.248848505, -100.612995133; 29.269801674, -100.647118463; and 29.328017211, -100.716405559. | The following property is used 100% for pollution control to meet or exceed federal or state regulations: Pipeline automatic shut-off valves at 29.088206139, -100.194723335; 29.122777759, -100.309027150; 29.146316646, -100.427024063; 29.194463216, -100.516967787; 29.248848505, -100.612995133; 29.269801674, -100.647118463; and 29.328017211, -100.716405559. | 2022-02-23 | 2401791 | 100
24309 | T1 | PLAINS PIPELINE LP | CACTUS PIPELINE SEGMENT IN FRIO COUNTY | CACTUS PIPELINE SEGMENT IN FRIO COUNTY | Frio County | TX | 78061 | FRIO | CN601440852 | RN111404323 | Pipeline automatic shut-off valve at 28.710601317, -99.359941837. | The following property is used 100% for pollution control to meet or exceed federal or state regulations: Pipeline automatic shut-off valve at 28.710601317, -99.359941837. | 2022-02-28 | 343113 | 100
24310 | T1 | PLAINS PIPELINE LP | CACTUS PIPELINE SEGMENT IN CROCKETT COUNTY | CACTUS PIPELINE SEGMENT IN CROCKETT COUNTY | Crockett County | TX | 76943 | CROCKETT | CN601440852 | RN111404331 | Pipeline automatic shut-off valves at 30.377081449, -101.239546626; 30.453319088, -101.322644105; 30.516223158, -101.398317491; 30.516247890, -101.398341530; 30.589298232, -101.519711581; 30.636029640, -101.573261939; 30.730849741, -101.649190982; 30.741572962, -101.676465674; 30.814858737, -101.772533464; 30.882439803, -101.856308348; 30.952306282, -101.924302101; 30.994931196, -101.985909844; and 31.077123032, -102.036604902. | The following property is used 100% for pollution control to meet or exceed federal or state regulations: Pipeline automatic shut-off valves at 30.377081449, -101.239546626; 30.453319088, -101.322644105; 30.516223158, -101.398317491; 30.516247890, -101.398341530; 30.589298232, -101.519711581; 30.636029640, -101.573261939; 30.730849741, -101.649190982; 30.741572962, -101.676465674; 30.814858737, -101.772533464; 30.882439803, -101.856308348; 30.952306282, -101.924302101; 30.994931196, -101.985909844; and 31.077123032, -102.036604902. | 2022-02-28 | 4471401 | 100
24311 | T1 | PLAINS PIPELINE LP | CACTUS PIPELINE SEGMENT IN VAL VERDE COUNTY | CACTUS PIPELINE SEGMENT IN VAL VERDE COUNTY | Val Verde County | TX | 78840 | VAL VERDE | CN601440852 | RN111392908 | Pipeline Inspection Gauge (PIG) receiver at 29.844847300, -100.807460600 and PIG launcher at 29.844885549, -100.807028585. | The following property is used 100% for pollution control to meet or exceed federal or state regulations: Pipeline Inspection Gauge (PIG) receiver at 29.844847300, -100.807460600 and PIG launcher at 29.844885549, -100.807028585. | 2022-02-28 | 368866 | 100
24312 | T1 | PLAINS PIPELINE LP | CACTUS PIPELINE SEGMENT IN UPTON COUNTY | CACTUS PIPELINE SEGMENT IN UPTON COUNTY | Upton County | TX | 79778 | UPTON | CN601440852 | RN111404281 | Pipeline Inspection Gauge launcher at 31.141240454, -102.187078962. | The following property is used 100% for pollution control to meet or exceed federal or state regulations: Pipeline Inspection Gauge launcher at 31.141240454, -102.187078962. | 2022-02-28 | 184433 | 100
24313 | T1 | PLAINS PIPELINE LP | CACTUS PIPELINE SEGMENT IN LA SALLE COUNTY | CACTUS PIPELINE SEGMENT IN LA SALLE COUNTY | La Salle County | TX | 78014 | LA SALLE | CN601440852 | RN111404307 | Pipeline Inspection Gauge receiver at 28.526416087 -99.224699868. | The following property is used 100% for pollution control to meet or exceed federal or state regulations: Pipeline Inspection Gauge receiver at 28.526416087 -99.224699868. | 2022-02-28 | 184433 | 100
24314 | T1 | PLAINS PIPELINE LP | CACTUS PIPELINE SEGMENT IN ZAVALA COUNTY | CACTUS PIPELINE SEGMENT IN ZAVALA COUNTY | Zavala County | TX | 78839 | ZAVALA | CN601440852 | RN111392148 | Nondestructive pipeline testing expenditures – Radiography. | The following property is used 100% for pollution control to meet or exceed federal or state regulations: Nondestructive pipeline testing expenditures – Radiography. | 2022-02-28 | 1670439 | 100
24315 | T1 | PLAINS PIPELINE LP | CACTUS PIPELINE SEGMENT IN VAL VERDE COUNTY | CACTUS PIPELINE SEGMENT IN VAL VERDE COUNTY | Val Verde County | TX | 78840 | VAL VERDE | CN601440852 | RN111392908 | Nondestructive pipeline testing expenditures – Radiography. | The following property is used 100% for pollution control to meet or exceed federal or state regulations: Nondestructive pipeline testing expenditures – Radiography. | 2022-02-28 | 2543713 | 100
24316 | T1 | PLAINS PIPELINE LP | CACTUS PIPELINE SEGMENT IN UPTON COUNTY | CACTUS PIPELINE SEGMENT IN UPTON COUNTY | Upton County | TX | 79778 | UPTON | CN601440852 | RN111404281 | Nondestructive pipeline testing expenditures – Radiography. | The following property is used 100% for pollution control to meet or exceed federal or state regulations: Nondestructive pipeline testing expenditures – Radiography. | 2022-02-28 | 358274 | 100
24317 | T1 | PLAINS PIPELINE LP | CACTUS PIPELINE SEGMENT IN MAVERICK COUNTY | CACTUS PIPELINE SEGMENT IN MAVERICK COUNTY | Maverick County | TX | 78852 | MAVERICK | CN601440852 | RN111404299 | Nondestructive pipeline testing expenditures – Radiography. | The following property is used 100% for pollution control to meet or exceed federal or state regulations: Nondestructive pipeline testing expenditures – Radiography. | 2022-02-28 | 51760 | 100
24318 | T1 | PLAINS PIPELINE LP | CACTUS PIPELINE SEGMENT IN LA SALLE COUNTY | CACTUS PIPELINE SEGMENT IN LA SALLE COUNTY | La Salle County | TX | 78014 | LA SALLE | CN601440852 | RN111404307 | Nondestructive pipeline testing expenditures – Radiography. | The following property is used 100% for pollution control to meet or exceed federal or state regulations: Nondestructive pipeline testing expenditures – Radiography. | 2022-02-28 | 348708 | 100
24319 | T1 | PLAINS PIPELINE LP | CACTUS PIPELINE SEGMENT IN KINNEY COUNTY | CACTUS PIPELINE SEGMENT IN KINNEY COUNTY | Kinney County | TX | 78832 | KINNEY | CN601440852 | RN111404315 | Nondestructive pipeline testing expenditures – Radiography. | The following property is used 100% for pollution control to meet or exceed federal or state regulations: Nondestructive pipeline testing expenditures – Radiography. | 2022-02-28 | 1288093 | 100
24320 | T1 | PLAINS PIPELINE LP | CACTUS PIPELINE SEGMENT IN FRIO COUNTY | CACTUS PIPELINE SEGMENT IN FRIO COUNTY | Frio County | TX | 78061 | FRIO | CN601440852 | RN111404323 | Nondestructive pipeline testing expenditures – Radiography. | The following property is used 100% for pollution control to meet or exceed federal or state regulations: Nondestructive pipeline testing expenditures – Radiography. | 2022-02-28 | 354596 | 100
24321 | T1 | PLAINS PIPELINE LP | CACTUS PIPELINE SEGMENT IN CROCKETT COUNTY | CACTUS PIPELINE SEGMENT IN CROCKETT COUNTY | Crockett County | TX | 76943 | CROCKETT | CN601440852 | RN111404331 | Nondestructive pipeline testing expenditures – Radiography. | The following property is used 100% for pollution control to meet or exceed federal or state regulations: Nondestructive pipeline testing expenditures – Radiography. | 2022-02-28 | 2567035 | 100
24322 | T1 | PLAINS PIPELINE LP | CACTUS PIPELINE SEGMENT IN ZAVALA COUNTY | CACTUS PIPELINE SEGMENT IN ZAVALA COUNTY | Zavala County | TX | 78839 | ZAVALA | CN601440852 | RN111392148 | Pipeline coating and cathodic protection on the Cactus Pipeline Segment in Zavala County. | The following property is used 100% for pollution control to meet or exceed federal or state regulations: Pipeline coating and cathodic protection on the Cactus Pipeline Segment in Zavala County. | 2022-02-28 | 1323160 | 100
24323 | T1 | PLAINS PIPELINE LP | CACTUS PIPELINE SEGMENT IN VAL VERDE COUNTY | CACTUS PIPELINE SEGMENT IN VAL VERDE COUNTY | Val Verde County | TX | 78840 | VAL VERDE | CN601440852 | RN111392908 | Pipeline coating and cathodic protection on the Cactus Pipeline Segment in Val Verde County. | The following property is used 100% for pollution control to meet or exceed federal or state regulations: Pipeline coating and cathodic protection on the Cactus Pipeline Segment in Val Verde County. | 2022-02-28 | 2014883 | 100
24324 | T1 | PLAINS PIPELINE LP | CACTUS PIPELINE SEGMENT IN UPTON COUNTY | CACTUS PIPELINE SEGMENT IN UPTON COUNTY | Upton County | TX | 79778 | UPTON | CN601440852 | RN111404281 | Pipeline coating and cathodic protection on the Cactus Pipeline Segment in Upton County. | The following property is used 100% for pollution control to meet or exceed federal or state regulations: Pipeline coating and cathodic protection on the Cactus Pipeline Segment in Upton County. | 2022-02-28 | 283790 | 100
24325 | T1 | PLAINS PIPELINE LP | CACTUS PIPELINE SEGMENT IN MAVERICK COUNTY | CACTUS PIPELINE SEGMENT IN MAVERICK COUNTY | Maverick County | TX | 78852 | MAVERICK | CN601440852 | RN111404299 | Pipeline coating and cathodic protection on the Cactus Pipeline Segment in Maverick County. | The following property is used 100% for pollution control to meet or exceed federal or state regulations: Pipeline coating and cathodic protection on the Cactus Pipeline Segment in Maverick County. | 2022-02-28 | 41000 | 100
24326 | T1 | PLAINS PIPELINE LP | CACTUS PIPELINE SEGMENT IN LA SALLE COUNTY | CACTUS PIPELINE SEGMENT IN LA SALLE COUNTY | La Salle County | TX | 78014 | LA SALLE | CN601440852 | RN111404307 | Pipeline coating and cathodic protection on the Cactus Pipeline Segment in La Salle County. | The following property is used 100% for pollution control to meet or exceed federal or state regulations: Pipeline coating and cathodic protection on the Cactus Pipeline Segment in La Salle County. | 2022-03-01 | 276213 | 100
24327 | T1 | PLAINS PIPELINE LP | CACTUS PIPELINE SEGMENT IN KINNEY COUNTY | CACTUS PIPELINE SEGMENT IN KINNEY COUNTY | Kinney County | TX | 78832 | KINNEY | CN601440852 | RN111404315 | Pipeline coating and cathodic protection on the Cactus Pipeline Segment in Kinney County. | The following property is used 100% for pollution control to meet or exceed federal or state regulations: Pipeline coating and cathodic protection on the Cactus Pipeline Segment in Kinney County. | 2022-03-01 | 1020303 | 100
24328 | T1 | PLAINS PIPELINE LP | CACTUS PIPELINE SEGMENT IN FRIO COUNTY | CACTUS PIPELINE SEGMENT IN FRIO COUNTY | Frio County | TX | 78061 | FRIO | CN601440852 | RN111404323 | Pipeline coating and cathodic protection on the Cactus Pipeline Segment in Frio County. | The following property is used 100% for pollution control to meet or exceed federal or state regulations: Pipeline coating and cathodic protection on the Cactus Pipeline Segment in Frio County. | 2022-03-01 | 280876 | 100
24329 | T1 | PLAINS PIPELINE LP | CACTUS PIPELINE SEGMENT IN CROCKETT COUNTY | CACTUS PIPELINE SEGMENT IN CROCKETT COUNTY | Crockett County | TX | 76943 | CROCKETT | CN601440852 | RN111404331 | Pipeline coating and cathodic protection on the Cactus Pipeline Segment in Crockett County. | The following property is used 100% for pollution control to meet or exceed federal or state regulations: Pipeline coating and cathodic protection on the Cactus Pipeline Segment in Crockett County. | 2022-03-01 | 2033357 | 100
24330 | T1 | UNITED PARCEL SERVICE INC | UNITED PARCEL SERVICE | 8330 SWEETWATER LN | HOUSTON | TX | 77037 | HARRIS | CN602297624 | RN100704097 | Stormwater detention system consisting of 42,432 linear feet of 48 inch corrugated metal pipe, providing 533,216 cubic feet of stormwater storage; and 29,852 linear feet of 96 inch corrugated metal pipe and 500 linear feet of 18 inch corrugated metal pipe, providing 1,500,525 cubic feet of stormwater storage. | The following property is used 100% for pollution control to meet or exceed federal or state regulations: Stormwater detention system consisting of 42,432 linear feet of 48 inch corrugated metal pipe, providing 533,216 cubic feet of stormwater storage; and 29,852 linear feet of 96 inch corrugated metal pipe and 500 linear feet of 18 inch corrugated metal pipe, providing 1,500,525 cubic feet of stormwater storage. | 2022-04-20 | 15194081 | 100
24331 | T3 | PYCO INDUSTRIES INC | PYCO INDUSTRIES AVENUE A FACILITY | 2901 AVENUE A | LUBBOCK | TX | 79404 | LUBBOCK | CN600126973 | RN100223130 | The pollution control property consists of fans, cyclones and their associated equipment such as dropper drives and a rotating dropper that has a lower unit that rotates and includes eight vanes to collect the particulate that has been separated from the exhaust gas air stream. There are 68 cyclones and 68 Fans with 2460 combined horsepower that create 609,800 CFM. Each cyclone has a dropper and dropper drive that function as an airlock to empty the cyclone of the lint and dust that the cyclone separates from the exhaust gas stream. As the dropper fills the dropper drive will isolate the dropper from the cyclone allowing the collected debris to be collected and sent back to the process. The property was installed to control visible vent emissions. Visible vent emissions could include but are not limited to particulate matter, acid gases and NOx. The fans are used to create negative pressure in the exhaust system to pull the exhaust gasses from the machinery and equipment through the cyclones. In the negative pressure system we have, fans create a suction for the cyclones to operate. The cyclones operate on the principal of density separation. A stream of combined air and particulates enters the cyclones along a line tangential to the outside diameter of the cyclone barrel. As the stream moves within the cyclone, the entrained particles in the stream are forced to the outside edge of the cyclone and separate from the air in the stream. Because the particles and the air become separated, gravity can work on the denser particles and cause them to drop from the top of the cyclone, through the cyclones cone to the product discharge point, where the dropper collection vanes are, while air can exit from the top of the cyclone barrel. For the proper functioning of the cyclone separation system, the entering air stream must enter tangentially through the main inlet to create a stable vortex inside the cyclone. If air were to reenter from the bottom of the cyclone the air would disrupt the stable vortex and could cause particles entrained in the exhaust stream to be discharged from the cyclone exhaust and to the site. To prevent air back flow from the bottom of the cyclone during particulate discharge a dropper with a rotating mechanism that contains multiple vanes rotates at the bottom of the cyclone. As the dropper mechanism rotates, each vane creates a mini air lock isolating the particulate discharge from the cyclone. When the vane in the dropper is under the cyclone it collects the particles dropping from the airstream. As the vane rotates it will leave the bottom of the cyclone and enter the dropper collection area. Once in the drop area the collected particulate matter will be isolated from the cyclone and able to discharge the particulate without allowing air to infiltrate back to the cyclone. The collected particulates are then discharged and sent back to the beginning of the process stream to repeat the cotton lint separation process so that any entrained cotton lint can be collected. The rotation of the dropper vanes allows the separation and collection process to be continuous. Because the dropper contains a rotating device to create the air lock between the cyclone and the discharge point, a dropper drive is required to rotate the mechanism. | Withdrawn by applicant | 2022-03-07 | 3125418 | 72
24332 | T1 | ENTERPRISE PRODUCTS OPERATING LLC | ENTERPRISE PRODUCTS OPERATING MENTONE GAS PLANT FLARE | 2439 COUNTY RD 300 MENTONE TX 79754 | Loving County | TX | 79754 | LOVING | CN603211277 | RN110484607 | Flare. | The following property is used 100% for pollution control to meet or exceed federal or state regulations: Flare. | 2022-03-02 | 3300000 | 100
24333 | T1 | WISE COUNTY POWER COMPANY LLC | WISE COUNTY POWER PLANT | 800 BOONES CREEK LN | POOLVILLE | TX | 76487 | WISE | CN600127963 | RN102584844 | Heat Recovery Steam Generator Units 1 and 2 | The following property is used 65% for pollution control to meet or exceed federal or state regulations: Heat Recovery Steam Generator Units 1 and 2 | 2022-01-26 | 47910200 | 65
24334 | T1 | ENNIS POWER COMPANY LLC | ENNIS POWER | 4001 W ENNIS AVE | ENNIS | TX | 75119 | ELLIS | CN603461740 | RN100212430 | Heat Recovery Steam Generator | The following property is used 65% for pollution control to meet or exceed federal or state regulations: Heat Recovery Steam Generator | 2022-01-27 | 19548700 | 65
24335 | T1 | ONCOR ELECTRIC DELIVERY COMPANY LLC | WESTON SUBSTATION | Latitude = 33.2558, Longitude = -96.6265 | Collin County | TX | 75071 | COLLIN | CN603313842 | RN110890761 | Trench unit catastrophic containment system consisting of an earthen berm, a trench containment unit, and an oil-water separator. | The following property is used 100% for pollution control to meet or exceed federal or state regulations: Trench unit catastrophic containment system consisting of an earthen berm, a trench containment unit, and an oil-water separator. | 2022-02-28 | 86240 | 100
24336 | T1 | ONCOR ELECTRIC DELIVERY COMPANY LLC | TYLER SWITCH | Latitude = 32.3293, Longitude = -95.4215 | Smith County | TX | 75709 | SMITH | CN603313842 | RN111413381 | Secondary containment consisting of a concrete pad around the transformer, an oil-water separator, and a metal railing and trench unit catastrophic containment consisting of an earthen berm, trench containment unit, and separator that contains oil. | The following property is used 100% for pollution control to meet or exceed federal or state regulations: Secondary containment consisting of a concrete pad around the transformer, an oil-water separator, and a metal railing and trench unit catastrophic containment consisting of an earthen berm, trench containment unit, and separator that contains oil. | 2022-02-28 | 240411 | 100
24337 | T1 | ONCOR ELECTRIC DELIVERY COMPANY LLC | TYLER SUBSTATION | Latitude = 32.3513, Longitude = -95.3109 | Smith County | TX | 75702 | SMITH | CN603313842 | RN111413399 | Secondary containment consisting of a concrete pad around the transformer, an oil-water separator, and a metal railing and trench unit catastrophic containment consisting of an earthen berm, trench containment unit, and separator that contains oil. | The following property is used 100% for pollution control to meet or exceed federal or state regulations: Secondary containment consisting of a concrete pad around the transformer, an oil-water separator, and a metal railing and trench unit catastrophic containment consisting of an earthen berm, trench containment unit, and separator that contains oil. | 2022-02-28 | 149755 | 100
24338 | T1 | ONCOR ELECTRIC DELIVERY COMPANY LLC | TEX HARVEY SUBSTATION | Latitude = 31.8545, Longitude = -101.7908 | Midland County | TX | 79706 | MIDLAND | CN603313842 | RN111413407 | Secondary containment consisting of a concrete pad around the transformer, an oil-water separator, and a metal railing and trench unit catastrophic containment consisting of an earthen berm, trench containment unit, and separator that contains oil. | The following property is used 100% for pollution control to meet or exceed federal or state regulations: Secondary containment consisting of a concrete pad around the transformer, an oil-water separator, and a metal railing and trench unit catastrophic containment consisting of an earthen berm, trench containment unit, and separator that contains oil. | 2022-02-28 | 149755 | 100
24339 | T1 | ONCOR ELECTRIC DELIVERY COMPANY LLC | SULPHUR SPRINGS EAST SUBSTATION | Latitude = 33.15098, Longitude = -95.5658 | Hopkins County | TX | 75482 | HOPKINS | CN603313842 | RN111413415 | Secondary containment consisting of a concrete pad around the transformer, an oil-water separator, and a metal railing. | The following property is used 100% for pollution control to meet or exceed federal or state regulations: Secondary containment consisting of a concrete pad around the transformer, an oil-water separator, and a metal railing. | 2022-02-28 | 59964 | 100
24340 | T1 | ONCOR ELECTRIC DELIVERY COMPANY LLC | SCATTER BRANCH SUBSTATION | Latitude = 33.2066, Longitude = -96.0021 | Hunt County | TX | 75401 | HUNT | CN603313842 | RN111413431 | Secondary containment consisting of a concrete pad around the transformer, an oil-water separator, and a metal railing and trench unit catastrophic containment consisting of an earthen berm, trench containment unit, and separator that contains oil. | The following property is used 100% for pollution control to meet or exceed federal or state regulations: Secondary containment consisting of a concrete pad around the transformer, an oil-water separator, and a metal railing and trench unit catastrophic containment consisting of an earthen berm, trench containment unit, and separator that contains oil. | 2022-03-03 | 121106 | 100
24341 | T1 | ONCOR ELECTRIC DELIVERY COMPANY LLC | SALADO SOUTH SUBSTATION | Latitude = 30.9374, Longitude = -97.5069 | Bell County | TX | 76571 | BELL | CN603313842 | RN111413456 | Secondary containment consisting of a concrete pad around the transformer, an oil-water separator, and a metal railing and trench unit catastrophic containment consisting of an earthen berm, trench containment unit, and separator that contains oil. | The following property is used 100% for pollution control to meet or exceed federal or state regulations: Secondary containment consisting of a concrete pad around the transformer, an oil-water separator, and a metal railing and trench unit catastrophic containment consisting of an earthen berm, trench containment unit, and separator that contains oil. | 2022-03-03 | 114090 | 100
24342 | T1 | ONCOR ELECTRIC DELIVERY COMPANY LLC | RIVERTON SWITCH | Latitude = 31.8076, Longitude = -103.8611 | Reeves County | TX | 79770 | REEVES | CN603313842 | RN111413464 | Secondary containment consisting of a concrete pad around the transformer, an oil-water separator, and a metal railing. | The following property is used 100% for pollution control to meet or exceed federal or state regulations: Secondary containment consisting of a concrete pad around the transformer, an oil-water separator, and a metal railing. | 2022-03-03 | 87960 | 100
24343 | T1 | ONCOR ELECTRIC DELIVERY COMPANY LLC | RICHARDSON SPRING VALLEY SUBSTATION | Latitude = 32.9406, Longitude = -96.7617 | Dallas County | TX | 75080 | DALLAS | CN603313842 | RN111413498 | Secondary containment consisting of a concrete pad around the transformer, an oil-water separator, and a metal railing and trench unit catastrophic containment consisting of an earthen berm, trench containment unit, and separator that contains oil. | The following property is used 100% for pollution control to meet or exceed federal or state regulations: Secondary containment consisting of a concrete pad around the transformer, an oil-water separator, and a metal railing and trench unit catastrophic containment consisting of an earthen berm, trench containment unit, and separator that contains oil. | 2022-03-03 | 146558 | 100
24344 | T1 | ONCOR ELECTRIC DELIVERY COMPANY LLC | RICHARDSON SPRING CREEK SUBSTATION | Latitude = 32.9832, Longitude = -96.6957 | Dallas County | TX | 75082 | DALLAS | CN603313842 | RN111413522 | Secondary containment consisting of a concrete pad around the transformer, an oil-water separator, and a metal railing. | The following property is used 100% for pollution control to meet or exceed federal or state regulations: Secondary containment consisting of a concrete pad around the transformer, an oil-water separator, and a metal railing. | 2022-03-09 | 37478 | 100
24345 | T1 | ONCOR ELECTRIC DELIVERY COMPANY LLC | REAGAN STREET SUBSTATION 1 AND 2 | Latitude = 32.803676, Longitude = -96.819196 | Dallas County | TX | 75219 | DALLAS | CN603313842 | RN109669846 | Secondary containment consisting of a concrete pad around the transformer, an oil-water separator, and a metal railing. | The following property is used 100% for pollution control to meet or exceed federal or state regulations: Secondary containment consisting of a concrete pad around the transformer, an oil-water separator, and a metal railing. | 2022-03-09 | 35760 | 100
24346 | T1 | ONCOR ELECTRIC DELIVERY COMPANY LLC | QUINLAN TAP SUBSTATION | Latitude = 32.9009, Longitude = -96.3108 | Rockwall County | TX | 75189 | ROCKWALL | CN603313842 | RN111413571 | Secondary containment consisting of a concrete pad around the transformer, an oil-water separator, and a metal railing and trench unit catastrophic containment consisting of an earthen berm, trench containment unit, and separator that contains oil. | The following property is used 100% for pollution control to meet or exceed federal or state regulations: Secondary containment consisting of a concrete pad around the transformer, an oil-water separator, and a metal railing and trench unit catastrophic containment consisting of an earthen berm, trench containment unit, and separator that contains oil. | 2022-03-09 | 132945 | 100
24347 | T1 | ONCOR ELECTRIC DELIVERY COMPANY LLC | PROSPER SUBSTATION | Latitude = 33.2207, Longitude = -96.7874 | Collin County | TX | 75078 | COLLIN | CN603313842 | RN111413597 | Secondary containment consisting of a concrete pad around the transformer, an oil-water separator, and a metal railing and trench unit catastrophic containment consisting of an earthen berm, trench containment unit, and separator that contains oil. | The following property is used 100% for pollution control to meet or exceed federal or state regulations: Secondary containment consisting of a concrete pad around the transformer, an oil-water separator, and a metal railing and trench unit catastrophic containment consisting of an earthen berm, trench containment unit, and separator that contains oil. | 2022-03-09 | 150790 | 100
24348 | T1 | ONCOR ELECTRIC DELIVERY COMPANY LLC | POOLVILLE SUBSTATION | Latitude = 32.9204, Longitude = -97.8602 | Parker County | TX | 76487 | PARKER | CN603313842 | RN111413621 | Secondary containment consisting of a concrete pad around the transformer, an oil-water separator, and a metal railing. | The following property is used 100% for pollution control to meet or exceed federal or state regulations: Secondary containment consisting of a concrete pad around the transformer, an oil-water separator, and a metal railing. | 2022-03-09 | 32132 | 100
24349 | T1 | ONCOR ELECTRIC DELIVERY COMPANY LLC | OWL HILLS SUBSTATION | Latitude = 31.983, Longitude = -104.063 | Culberson County | TX | 79770 | CULBERSON | CN603313842 | RN111413639 | Secondary containment consisting of a concrete pad around the transformer, an oil-water separator, and a metal railing. | The following property is used 100% for pollution control to meet or exceed federal or state regulations: Secondary containment consisting of a concrete pad around the transformer, an oil-water separator, and a metal railing. | 2022-03-09 | 91080 | 100
24350 | T1 | ONCOR ELECTRIC DELIVERY COMPANY LLC | MORRIS DIDO SUBSTATION | Latitude = 32.9084, Longitude = -97.4675 | Tarrant County | TX | 76179 | TARRANT | CN603313842 | RN111413647 | Secondary containment consisting of a concrete pad around the transformer, an oil-water separator, and a metal railing. | The following property is used 100% for pollution control to meet or exceed federal or state regulations: Secondary containment consisting of a concrete pad around the transformer, an oil-water separator, and a metal railing. | 2022-03-09 | 32132 | 100
24351 | T1 | ONCOR ELECTRIC DELIVERY COMPANY LLC | MIDNIGHT SUBSTATION | Latitude = 30.5966, Longitude = -97.6576 | Williamson County | TX | 78626 | WILLIAMSON | CN603313842 | RN111413654 | Secondary containment consisting of a concrete pad around the transformer, an oil-water separator, and a metal railing and trench unit catastrophic containment consisting of an earthen berm, trench containment unit, and separator that contains oil. | The following property is used 100% for pollution control to meet or exceed federal or state regulations: Secondary containment consisting of a concrete pad around the transformer, an oil-water separator, and a metal railing and trench unit catastrophic containment consisting of an earthen berm, trench containment unit, and separator that contains oil. | 2022-03-09 | 156360 | 100
24352 | T1 | ONCOR ELECTRIC DELIVERY COMPANY LLC | MCDERMOTT SUBSTATION | Latitude = 33.096686, Longitude = -96.787256 | Collin County | TX | 75024 | COLLIN | CN603313842 | RN109631630 | Secondary containment consisting of an earthen berm and an oil-water separator. | The following property is used 100% for pollution control to meet or exceed federal or state regulations: Secondary containment consisting of an earthen berm and an oil-water separator. | 2022-03-09 | 72140 | 100
24353 | T1 | ONCOR ELECTRIC DELIVERY COMPANY LLC | KYLE RANCH SUBSTATION | Latitude = 31.9309, Longitude = -103.6518 | Loving County | TX | 79754 | LOVING | CN603313842 | RN111413662 | Secondary containment consisting of a concrete pad around the transformer, an oil-water separator, and a metal railing. | The following property is used 100% for pollution control to meet or exceed federal or state regulations: Secondary containment consisting of a concrete pad around the transformer, an oil-water separator, and a metal railing. | 2022-03-09 | 67280 | 100
24354 | T1 | ONCOR ELECTRIC DELIVERY COMPANY LLC | JOHN DAY SUBSTATION | Latitude = 32.9999, Longitude = -97.3608 | Denton County | TX | 76052 | DENTON | CN603313842 | RN111413670 | Secondary containment consisting of a concrete pad around the transformer, an oil-water separator, and a metal railing. | The following property is used 100% for pollution control to meet or exceed federal or state regulations: Secondary containment consisting of a concrete pad around the transformer, an oil-water separator, and a metal railing. | 2022-03-09 | 37645 | 100
24355 | T1 | ONCOR ELECTRIC DELIVERY COMPANY LLC | JACK RABBIT SUBSTATION | Latitude = 31.8564, Longitude = -102.3231 | Ector County | TX | 79761 | ECTOR | CN603313842 | RN111413688 | Secondary containment consisting of a concrete pad around the transformer, an oil-water separator, and a metal railing. | The following property is used 100% for pollution control to meet or exceed federal or state regulations: Secondary containment consisting of a concrete pad around the transformer, an oil-water separator, and a metal railing. | 2022-03-09 | 67620 | 100
24356 | T1 | ONCOR ELECTRIC DELIVERY COMPANY LLC | ITALY SUBSTATION | Latitude = 32.187, Longitude = -96.893 | Ellis County | TX | 76651 | ELLIS | CN603313842 | RN111413696 | Secondary containment consisting of a concrete pad around the transformer, an oil-water separator, and a metal railing. | The following property is used 100% for pollution control to meet or exceed federal or state regulations: Secondary containment consisting of a concrete pad around the transformer, an oil-water separator, and a metal railing. | 2022-03-10 | 33810 | 100
24357 | T1 | ONCOR ELECTRIC DELIVERY COMPANY LLC | HORSEHEAD DRAW SUBSTATION | Latitude = 31.6448, Longitude = -103.6654 | Reeves County | TX | 79772 | REEVES | CN603313842 | RN111413704 | Secondary containment consisting of a concrete pad around the transformer, an oil-water separator, and a metal railing. | The following property is used 100% for pollution control to meet or exceed federal or state regulations: Secondary containment consisting of a concrete pad around the transformer, an oil-water separator, and a metal railing. | 2022-03-10 | 60280 | 100
24358 | T1 | ONCOR ELECTRIC DELIVERY COMPANY LLC | HILL CREST SUBSTATION | Latitude = 32.2224, Longitude = -101.4059 | Howard County | TX | 79450 | HOWARD | CN603313842 | RN111413712 | Trench unit catastrophic containment system consisting of an earthen berm, a trench containment unit, and an oil-water separator. | The following property is used 100% for pollution control to meet or exceed federal or state regulations: Trench unit catastrophic containment system consisting of an earthen berm, a trench containment unit, and an oil-water separator. | 2022-03-10 | 131090 | 100
24359 | T1 | ONCOR ELECTRIC DELIVERY COMPANY LLC | GRAHAM SWITCH | Latitude = 33.1329, Longitude = -98.5591 | Young County | TX | 76450 | YOUNG | CN603313842 | RN111413720 | Secondary containment consisting of a concrete pad around the transformer, an oil-water separator, and a metal railing. | The following property is used 100% for pollution control to meet or exceed federal or state regulations: Secondary containment consisting of a concrete pad around the transformer, an oil-water separator, and a metal railing. | 2022-03-10 | 37670 | 100
24360 | T1 | ONCOR ELECTRIC DELIVERY COMPANY LLC | FARMERS BRANCH TAP SUBSTATION | Latitude = 32.947, Longitude = -96.8474 | Dallas County | TX | 75001 | DALLAS | CN603313842 | RN111413738 | Secondary containment consisting of a concrete pad around the transformer, an oil-water separator, and a metal railing. | The following property is used 100% for pollution control to meet or exceed federal or state regulations: Secondary containment consisting of a concrete pad around the transformer, an oil-water separator, and a metal railing. | 2022-03-11 | 60680 | 100
24361 | T1 | ONCOR ELECTRIC DELIVERY COMPANY LLC | ELM FORK NORTH PUMP SUBSTATION | Latitude = 32.9744, Longitude = -96.9156 | Dallas County | TX | 75006 | DALLAS | CN603313842 | RN111413746 | Secondary containment consisting of a concrete pad around the transformer, an oil-water separator, and a metal railing and trench unit catastrophic containment consisting of an earthen berm, trench containment unit, and separator that contains oil. | The following property is used 100% for pollution control to meet or exceed federal or state regulations: Secondary containment consisting of a concrete pad around the transformer, an oil-water separator, and a metal railing and trench unit catastrophic containment consisting of an earthen berm, trench containment unit, and separator that contains oil. | 2022-03-11 | 109359 | 100
24362 | T1 | ONCOR ELECTRIC DELIVERY COMPANY LLC | DFW SOUTHWEST SUBSTATION | Latitude = 32.8648, Longitude = -97.0434 | Tarrant County | TX | 75261 | TARRANT | CN603313842 | RN111413753 | Secondary containment consisting of a concrete pad around the transformer, an oil-water separator, and a metal railing and trench unit catastrophic containment consisting of an earthen berm, trench containment unit, and separator that contains oil. | The following property is used 100% for pollution control to meet or exceed federal or state regulations: Secondary containment consisting of a concrete pad around the transformer, an oil-water separator, and a metal railing and trench unit catastrophic containment consisting of an earthen berm, trench containment unit, and separator that contains oil. | 2022-03-11 | 149515 | 100
24363 | T1 | ONCOR ELECTRIC DELIVERY COMPANY LLC | DFW NORTHWEST SUBSTATION | Latitude = 32.9267, Longitude = -97.044 | Tarrant County | TX | 75261 | TARRANT | CN603313842 | RN111413761 | Secondary containment consisting of a concrete pad around the transformer, an oil-water separator, and a metal railing and trench unit catastrophic containment consisting of an earthen berm, trench containment unit, and separator that contains oil. | The following property is used 100% for pollution control to meet or exceed federal or state regulations: Secondary containment consisting of a concrete pad around the transformer, an oil-water separator, and a metal railing and trench unit catastrophic containment consisting of an earthen berm, trench containment unit, and separator that contains oil. | 2022-03-11 | 205950 | 100
24364 | T1 | ONCOR ELECTRIC DELIVERY COMPANY LLC | CEDAR HILL SUBSTATION | Latitude = 32.6153, Longitude = -96.9245 | Dallas County | TX | 75104 | DALLAS | CN603313842 | RN109627091 | Secondary containment consisting of a concrete pad around the transformer, an oil-water separator, and a metal railing. | The following property is used 100% for pollution control to meet or exceed federal or state regulations: Secondary containment consisting of a concrete pad around the transformer, an oil-water separator, and a metal railing. | 2022-03-11 | 29132 | 100
24365 | T1 | ONCOR ELECTRIC DELIVERY COMPANY LLC | CARROLLTON JOSEY LANE SUBSTATION | Latitude = 32.9772, Longitude = -96.889 | Dallas County | TX | 75006 | DALLAS | CN603313842 | RN111413779 | Secondary containment consisting of a concrete pad around the transformer, an oil-water separator, and a metal railing and trench unit catastrophic containment consisting of an earthen berm, trench containment unit, and separator that contains oil. | The following property is used 100% for pollution control to meet or exceed federal or state regulations: Secondary containment consisting of a concrete pad around the transformer, an oil-water separator, and a metal railing and trench unit catastrophic containment consisting of an earthen berm, trench containment unit, and separator that contains oil. | 2022-03-11 | 189525 | 100
24366 | T1 | ONCOR ELECTRIC DELIVERY COMPANY LLC | CARMICHAEL BEND SWITCH | Latitude = 32.3927, Longitude = -97.6858 | Hood County | TX | 76049 | HOOD | CN603313842 | RN111006391 | Secondary containment consisting of a pad, berm, and oil-water separator. | The following property is used 100% for pollution control to meet or exceed federal or state regulations: Secondary containment consisting of a pad, berm, and oil-water separator. | 2022-03-11 | 105048 | 100
24367 | T1 | ONCOR ELECTRIC DELIVERY COMPANY LLC | CAMINO SUBSTATION | Latitude = 31.6079, Longitude = -94.6763 | Nacogdoches County | TX | 75964 | NACOGDOCHES | CN603313842 | RN111413787 | Secondary containment consisting of an earthen berm and an oil-water separator. | The following property is used 100% for pollution control to meet or exceed federal or state regulations: Secondary containment consisting of an earthen berm and an oil-water separator. | 2022-03-11 | 87310 | 100
24368 | T1 | ONCOR ELECTRIC DELIVERY COMPANY LLC | BLISSARD SUBSTATION | Latitude = 31.7126, Longitude = -101.4928 | Glasscock County | TX | 79783 | GLASSCOCK | CN603313842 | RN111413795 | Secondary containment consisting of a concrete pad around the transformer, an oil-water separator, and a metal railing. | The following property is used 100% for pollution control to meet or exceed federal or state regulations: Secondary containment consisting of a concrete pad around the transformer, an oil-water separator, and a metal railing. | 2022-03-11 | 34645 | 100
24369 | T1 | ONCOR ELECTRIC DELIVERY COMPANY LLC | BARSTOW NORTHWEST SUBSTATION | Latitude = 31.4974, Longitude = -103.4716 | Ward County | TX | 79719 | WARD | CN603313842 | RN109628917 | Secondary containment consisting of a concrete pad around the transformer, an oil-water separator, and a metal railing. | The following property is used 100% for pollution control to meet or exceed federal or state regulations: Secondary containment consisting of a concrete pad around the transformer, an oil-water separator, and a metal railing. | 2022-03-11 | 65830 | 100
24370 | T1 | ONCOR ELECTRIC DELIVERY COMPANY LLC | AZLE SUBSTATION | Latitude = 32.8577, Longitude = -97.5123 | Tarrant County | TX | 76135 | TARRANT | CN603313842 | RN111413803 | Secondary containment consisting of a concrete pad around the transformer, an oil-water separator, and a metal railing. | The following property is used 100% for pollution control to meet or exceed federal or state regulations: Secondary containment consisting of a concrete pad around the transformer, an oil-water separator, and a metal railing. | 2022-03-11 | 29132 | 100
24371 | T1 | ONCOR ELECTRIC DELIVERY COMPANY LLC | ALKALI LAKE SUB | Latitude = 32.3776, Longitude = -102.1422 | Martin County | TX | 79783 | MARTIN | CN603313842 | RN111413811 | Repair of secondary containment consisting of a concrete pad around the transformer, an oil-water separator, and a metal railing. | The following property is used 100% for pollution control to meet or exceed federal or state regulations: Repair of secondary containment consisting of a concrete pad around the transformer, an oil-water separator, and a metal railing. | 2022-03-11 | 15785 | 100
24372 | T1 | ONCOR ELECTRIC DELIVERY COMPANY LLC | ALLIGATOR DRAW | Latitude = 31.8847, Longitude = -104.3443 | Culberson County | TX | 79847 | CULBERSON | CN603313842 | RN111413829 | Secondary containment consisting of a concrete pad around the transformer, an oil-water separator, and a metal railing and trench unit catastrophic containment consisting of an earthen berm, trench containment unit, and separator that contains oil. | The following property is used 100% for pollution control to meet or exceed federal or state regulations: Secondary containment consisting of a concrete pad around the transformer, an oil-water separator, and a metal railing and trench unit catastrophic containment consisting of an earthen berm, trench containment unit, and separator that contains oil. | 2022-03-11 | 165922 | 100
24373 | T1 | ENTERPRISE CRUDE PIPELINE LLC | LYSSY CRUDE STATION | 13580 FM 1344 | FALLS CITY | TX | 78113 | WILSON | CN603272592 | RN106075872 | Tank 3805 External Floating Roof on 400K bbl crude oil storage tank reduces VOCs which would otherwise be released into the atmosphere. | Application returned | 2022-05-17 | 767782 | 100
24374 | T1 | ENTERPRISE CRUDE PIPELINE LLC | ENTERPRISE CRUDE PIPELINE SEALY TERMINAL | 2495 W FRONT ST | SEALY | TX | 77474 | AUSTIN | CN603272592 | RN100211770 | SLY - TK - 3510 Floating Roof, Primary Seal, Secondary Seal SLY - TK - 3511 Floating Roof, Primary Seal, Secondary Seal Floating Roof - Pontoon Primary Seal - Mechanical Shoe Secondary Seal - Rim Plate Mounted This helps reduce the evaporative losses of harmful VOCs into the atmosphere. | NOD response not received | 2022-05-23 | 6080000 | 100
24375 | T1 | ENTERPRISE CRUDE PIPELINE LLC | MIDLAND STATION | 2.25 MILES ON US 80 FROM HIGHWAY 715 AND US 80 INTERSECTION | Midland County | TX | 79702 | MIDLAND | CN603272592 | RN100214089 | MID - TK - 5665 Floating Roof, Primary Seal, Secondary Seal MID - TK - 5666 Floating Roof, Primary Seal, Secondary Seal MID - TK - 5667 Floating Roof, Primary Seal, Secondary Seal | Application returned | 2022-05-17 | 3549204 | 100
24376 | T1 | ENTERPRISE CRUDE PIPELINE LLC | MIDLAND STATION | 2.25 MILES ON US 80 FROM HIGHWAY 715 AND US 80 INTERSECTION | Midland County | TX | 79702 | MIDLAND | CN603272592 | RN100214089 | MID - TK - 5668 Floating Roof, Primary Seal, Secondary Seal Floating Roof - Pontoon Primary Seal - Mechanical Shoe Secondary Seal - Rim Plate Mounted This helps reduce the evaporative losses of harmful VOCs into the atmosphere | Application returned | 2022-05-17 | 939041 | 100
24377 | T1 | REAGENT CHEMICAL & RESEARCH INC | REAGENT CHEMICAL & RESEARCH | 2510 APPELT DR | HOUSTON | TX | 77015 | HARRIS | CN600434260 | RN102409570 | The scrubber system is on the vent side of the storage system and uses reactive agents to absorb and neutralize the hydrochloric acid fumes and bring them down to acceptable levels that no longer pose a threat to the environment. | NOD response not received | 2022-04-19 | 400000 | 100
24378 | T1 | REAGENT CHEMICAL & RESEARCH INC | REAGENT CHEMICAL & RESEARCH | 2250 APPELT DR | HOUSTON | TX | 77015 | HARRIS | CN600434260 | RN102409570 | A large 900 gallon tank that receives storm runoff from a contained area in which aqueous hydrochloric acid storage tanks are kept. The tank receives storm runoff from a contained area of 41,000 sqft | NOD response not received | 2022-04-19 | 400000 | 100
24379 | T1 | INDORAMA VENTURES OXIDES LLC | PORT NECHES OPERATIONS | 2701 SPUR 136 | PORT NECHES | TX | 77651 | JEFFERSON | CN605743038 | RN100219252 | Critical spare flow element probe assemblies FT0951 and FT0931 for the high and low pressure flare headers of the F5 Unit flare. | The following property is used 100% for pollution control to meet or exceed federal or state regulations: Critical spare flow element probe assemblies FT0951 and FT0931 for the high and low pressure flare headers of the F5 Unit flare. | 2022-04-19 | 41217 | 100
24380 | T1 | INDORAMA VENTURES OXIDES LLC | INDORAMA VENTURES OXIDES | 2701 SPUR 136 | PORT NECHES | TX | 77651 | JEFFERSON | CN605743038 | RN100219252 | Previously, there was only one lift pump P-V-39, rated 6500 GPM to lift water from the Joint Wastewater Treatment Plant JWWTP outfall canal to tertiary treatment wetlands area, before final discharge at outfall 004 into the Neches River. Higher than normal flow that would exceed P-V-39 capacity or in the event the pump was offline due to maintenance or malfunction would cause flow to bypass tertiary treatment and go directly to outfall 001 into the Neches River. Two rental diesel pumps were used to ensure compliance until a new lift pump station could be constructed. A new lift pump station with 2 pumps was installed to supplement the flow from the existing pump station. The total flow from both stations will be 14000 GPM 20MM gallons per day, which will meet the maximum flow requirements of JWWTP Permit and ensure compliance. | NOD response not received | 2022-04-19 | 1096785 | 100
24381 | T1 | BORGER ENERGY ASSOCIATES LP | BLACKHAWK POWER PLANT | SPUR 119 E 2 MI NE OF BORGER | Hutchinson County | TX | 79008 | HUTCHINSON | CN600129092 | RN100217298 | Two Deltak heat recovery steam generators. | The following property is used 65% for pollution control to meet or exceed federal or state regulations: Two Deltak heat recovery steam generators. | 2022-02-07 | 13906514 | 65
24382 | T1 | SOUTH TEXAS ELECTRIC COOPERATIVE INC | SOUTH TEXAS ELECTRIC COOPERATIVE | 2849 FM 447 | NURSERY | TX | 77976 | VICTORIA | CN600131254 | RN100222652 | Three 3 heat recovery steam generators. | The following property is used 65% for pollution control to meet or exceed federal or state regulations: Three 3 heat recovery steam generators. | 2022-02-01 | 13764301 | 65
24383 | T1 | NABORS LUX 2 | RIG 00F34 | Latitude = 31.5447, Longitude = -102.2342 | Ector County | TX | 79764 | ECTOR | CN604268243 | RN111213559 | Single ram blowout preventer, double ram blowout preventer, blowout prevention accumulator unit, choke manifold, and drilling mud degasser on drilling Rig 00F34. | The following property is used 100% for pollution control to meet or exceed federal or state regulations: Single ram blowout preventer, double ram blowout preventer, blowout prevention accumulator unit, choke manifold, and drilling mud degasser on drilling Rig 00F34. | 2022-03-24 | 550000 | 100
24384 | T1 | NABORS LUX 2 | RIG 00896 | Latitude = 31.5447, Longitude = -102.2342 | Ector County | TX | 79764 | ECTOR | CN604268243 | RN111213559 | Single ram blowout preventer, double ram blowout preventer, blowout prevention accumulator unit, choke manifold, and drilling mud degasser on drilling Rig 00896. | The following property is used 100% for pollution control to meet or exceed federal or state regulations: Single ram blowout preventer, double ram blowout preventer, blowout prevention accumulator unit, choke manifold, and drilling mud degasser on drilling Rig 00896. | 2022-03-24 | 550000 | 100
24385 | T1 | NABORS LUX 2 | RIG 00889 | Latitude = 31.5447, Longitude = -102.2342 | Ector County | TX | 79764 | ECTOR | CN604268243 | RN111213559 | Single ram blowout preventer, double ram blowout preventer, blowout prevention accumulator unit, choke manifold, and drilling mud degasser on drilling Rig 00889. | The following property is used 100% for pollution control to meet or exceed federal or state regulations: Single ram blowout preventer, double ram blowout preventer, blowout prevention accumulator unit, choke manifold, and drilling mud degasser on drilling Rig 00889. | 2022-03-24 | 750000 | 100
24386 | T1 | NABORS LUX 2 | RIG 00F26 | 2500 OREGON ST | ODESSA | TX | 79764 | ECTOR | CN604268243 | RN111213559 | Single ram blowout preventer, double ram blowout preventer, blowout prevention accumulator unit, choke manifold, and drilling mud degasser on drilling Rig 00F26. | The following property is used 100% for pollution control to meet or exceed federal or state regulations: Single ram blowout preventer, double ram blowout preventer, blowout prevention accumulator unit, choke manifold, and drilling mud degasser on drilling Rig 00F26. | 2022-03-24 | 775000 | 100
24387 | T1 | NABORS LUX 2 | RIG 00F37 | Latitude = 31.495, Longitude = -102.3202 | Ector County | TX | 79764 | ECTOR | CN604268243 | RN111213559 | Single ram blowout preventer, double ram blowout preventer, blowout prevention accumulator unit, choke manifold, and drilling mud degasser on drilling Rig 00F37. | The following property is used 100% for pollution control to meet or exceed federal or state regulations: Single ram blowout preventer, double ram blowout preventer, blowout prevention accumulator unit, choke manifold, and drilling mud degasser on drilling Rig 00F37. | 2022-03-24 | 550000 | 100
24388 | T1 | NABORS LUX 2 | RIG 00F36 | Latitude = 31.495, Longitude = -102.3202 | Ector County | TX | 79764 | ECTOR | CN604268243 | RN111213559 | Single ram blowout preventer, double ram blowout preventer, blowout prevention accumulator unit, choke manifold, and drilling mud degasser on drilling Rig 00F36. | The following property is used 100% for pollution control to meet or exceed federal or state regulations: Single ram blowout preventer, double ram blowout preventer, blowout prevention accumulator unit, choke manifold, and drilling mud degasser on drilling Rig 00F36. | 2022-03-24 | 550000 | 100
24389 | T1 | NABORS LUX 2 | RIG 00895 | Latitude = 31.495, Longitude = -102.3202 | Ector County | TX | 79764 | ECTOR | CN604268243 | RN111213559 | Single ram blowout preventer, double ram blowout preventer, blowout prevention accumulator unit, choke manifold, and drilling mud degasser on drilling Rig 00895. | The following property is used 100% for pollution control to meet or exceed federal or state regulations: Single ram blowout preventer, double ram blowout preventer, blowout prevention accumulator unit, choke manifold, and drilling mud degasser on drilling Rig 00895. | 2022-03-29 | 550000 | 100
24390 | T1 | NABORS LUX 2 | RIG 00892 | Latitude = 31.495, Longitude = -102.3202 | Ector County | TX | 79764 | ECTOR | CN604268243 | RN111213559 | Single ram blowout preventer, double ram blowout preventer, blowout prevention accumulator unit, choke manifold, and drilling mud degasser on drilling Rig 00892. | The following property is used 100% for pollution control to meet or exceed federal or state regulations: Single ram blowout preventer, double ram blowout preventer, blowout prevention accumulator unit, choke manifold, and drilling mud degasser on drilling Rig 00892. | 2022-03-29 | 800000 | 100
24391 | T1 | NABORS LUX 2 | RIG 00887 | Latitude = 31.495, Longitude = -102.3202 | Ector County | TX | 79764 | ECTOR | CN604268243 | RN111213559 | Single ram blowout preventer, double ram blowout preventer, blowout prevention accumulator unit, choke manifold, and drilling mud degasser on drilling Rig 00887. | The following property is used 100% for pollution control to meet or exceed federal or state regulations: Single ram blowout preventer, double ram blowout preventer, blowout prevention accumulator unit, choke manifold, and drilling mud degasser on drilling Rig 00887. | 2022-03-29 | 800000 | 100
24392 | T1 | NABORS LUX 2 | RIG 00X03 | 12005 HIGHWAY 155 N | TYLER | TX | 75708 | SMITH | CN604268243 | RN111213559 | Single ram blowout preventer, double ram blowout preventer, blowout prevention accumulator unit, choke manifold, and drilling mud degasser on drilling Rig 00X03. | The following property is used 100% for pollution control to meet or exceed federal or state regulations: Single ram blowout preventer, double ram blowout preventer, blowout prevention accumulator unit, choke manifold, and drilling mud degasser on drilling Rig 00X03. | 2022-03-29 | 750000 | 100
24393 | T1 | NABORS LUX 2 | RIG 00M49 | 12005 HIGHWAY 155 N | TYLER | TX | 75708 | SMITH | CN604268243 | RN111213559 | Single ram blowout preventer, double ram blowout preventer, blowout prevention accumulator unit, choke manifold, and drilling mud degasser on drilling Rig 00M49. | The following property is used 100% for pollution control to meet or exceed federal or state regulations: Single ram blowout preventer, double ram blowout preventer, blowout prevention accumulator unit, choke manifold, and drilling mud degasser on drilling Rig 00M49. | 2022-03-29 | 150000 | 100
24394 | T1 | NABORS LUX 2 | RIG 00M33 | 12005 HIGHWAY 155 N | TYLER | TX | 75708 | SMITH | CN604268243 | RN111213559 | Single ram blowout preventer, double ram blowout preventer, blowout prevention accumulator unit, choke manifold, and drilling mud degasser on drilling Rig 00M33. | The following property is used 100% for pollution control to meet or exceed federal or state regulations: Single ram blowout preventer, double ram blowout preventer, blowout prevention accumulator unit, choke manifold, and drilling mud degasser on drilling Rig 00M33. | 2022-03-29 | 150000 | 100
24395 | T1 | NABORS LUX 2 | RIG 00M12 | 12005 HIGHWAY 155 N | TYLER | TX | 75708 | SMITH | CN604268243 | RN111213559 | Single ram blowout preventer, double ram blowout preventer, blowout prevention accumulator unit, choke manifold, and drilling mud degasser on drilling Rig 00M12. | The following property is used 100% for pollution control to meet or exceed federal or state regulations: Single ram blowout preventer, double ram blowout preventer, blowout prevention accumulator unit, choke manifold, and drilling mud degasser on drilling Rig 00M12. | 2022-03-29 | 150000 | 100
24396 | T1 | NABORS LUX 2 | RIG 00F35 | 12005 HIGHWAY 155 N | TYLER | TX | 75708 | SMITH | CN604268243 | RN111213559 | Single ram blowout preventer, double ram blowout preventer, blowout prevention accumulator unit, choke manifold, and drilling mud degasser on drilling Rig 00F35. | The following property is used 100% for pollution control to meet or exceed federal or state regulations: Single ram blowout preventer, double ram blowout preventer, blowout prevention accumulator unit, choke manifold, and drilling mud degasser on drilling Rig 00F35. | 2022-03-31 | 550000 | 100
24397 | T1 | NABORS LUX 2 | RIG 00M19 | 396 COUNTY ROAD 114 | CALDWELL | TX | 77836 | BURLESON | CN604268243 | RN111213559 | Single ram blowout preventer, double ram blowout preventer, blowout prevention accumulator unit, choke manifold, and drilling mud degasser on drilling Rig 00M19. | The following property is used 100% for pollution control to meet or exceed federal or state regulations: Single ram blowout preventer, double ram blowout preventer, blowout prevention accumulator unit, choke manifold, and drilling mud degasser on drilling Rig 00M19. | 2022-03-31 | 150000 | 100
24398 | T1 | NABORS LUX 2 | RIG 00F14 | 3840 E HIGHWAY 44 | ALICE | TX | 78332 | JIM WELLS | CN604268243 | RN111213559 | Single ram blowout preventer, double ram blowout preventer, blowout prevention accumulator unit, choke manifold, and drilling mud degasser on drilling Rig 00F14. | The following property is used 100% for pollution control to meet or exceed federal or state regulations: Single ram blowout preventer, double ram blowout preventer, blowout prevention accumulator unit, choke manifold, and drilling mud degasser on drilling Rig 00F14. | 2022-03-31 | 320000 | 100
24399 | T1 | NABORS LUX 2 | RIG 00F12 | 3840 E HIGHWAY 44 | ALICE | TX | 78332 | JIM WELLS | CN604268243 | RN111213559 | Single ram blowout preventer, double ram blowout preventer, blowout prevention accumulator unit, choke manifold, and drilling mud degasser on drilling Rig 00F12. | The following property is used 100% for pollution control to meet or exceed federal or state regulations: Single ram blowout preventer, double ram blowout preventer, blowout prevention accumulator unit, choke manifold, and drilling mud degasser on drilling Rig 00F12. | 2022-03-31 | 320000 | 100
24400 | T1 | NABORS LUX 2 | RIG 00M31 | 694 FM 1252 E | KILGORE | TX | 75662 | GREGG | CN604268243 | RN111213559 | Single ram blowout preventer, double ram blowout preventer, blowout prevention accumulator unit, choke manifold, and drilling mud degasser on drilling Rig 00M31. | The following property is used 100% for pollution control to meet or exceed federal or state regulations: Single ram blowout preventer, double ram blowout preventer, blowout prevention accumulator unit, choke manifold, and drilling mud degasser on drilling Rig 00M31. | 2022-03-31 | 150000 | 100
24401 | T1 | NABORS LUX 2 | RIG 00897 | 694 FM 1252 E | KILGORE | TX | 75662 | GREGG | CN604268243 | RN111213559 | Single ram blowout preventer, double ram blowout preventer, blowout prevention accumulator unit, choke manifold, and drilling mud degasser on drilling Rig 00897. | The following property is used 100% for pollution control to meet or exceed federal or state regulations: Single ram blowout preventer, double ram blowout preventer, blowout prevention accumulator unit, choke manifold, and drilling mud degasser on drilling Rig 00897. | 2022-03-31 | 760000 | 100
24402 | T1 | NABORS LUX 2 | RIG 00X30 | Latitude = 31.863838, Longitude = -103.421983 | Loving County | TX | 0 | LOVING | CN604268243 | RN111213559 | Single ram blowout preventer, double ram blowout preventer, blowout prevention accumulator unit, choke manifold, and drilling mud degasser on drilling Rig 00X30. | The following property is used 100% for pollution control to meet or exceed federal or state regulations: Single ram blowout preventer, double ram blowout preventer, blowout prevention accumulator unit, choke manifold, and drilling mud degasser on drilling Rig 00X30. | 2022-03-31 | 750000 | 100
24403 | T1 | NABORS LUX 2 | RIG 00X31 | Latitude = 31.413632, Longitude = -103.225353 | Loving County | TX | 0 | LOVING | CN604268243 | RN111213559 | Single ram blowout preventer, double ram blowout preventer, blowout prevention accumulator unit, choke manifold, and drilling mud degasser on drilling Rig 00X31. | The following property is used 100% for pollution control to meet or exceed federal or state regulations: Single ram blowout preventer, double ram blowout preventer, blowout prevention accumulator unit, choke manifold, and drilling mud degasser on drilling Rig 00X31. | 2022-03-31 | 800000 | 100
24404 | T1 | NABORS LUX 2 | RIG 00X23 | Latitude = 32.00447, Longitude = -102.026705 | Midland County | TX | 0 | MIDLAND | CN604268243 | RN111213559 | Single ram blowout preventer, double ram blowout preventer, blowout prevention accumulator unit, choke manifold, and drilling mud degasser on drilling Rig 00X23. | The following property is used 100% for pollution control to meet or exceed federal or state regulations: Single ram blowout preventer, double ram blowout preventer, blowout prevention accumulator unit, choke manifold, and drilling mud degasser on drilling Rig 00X23. | 2022-03-31 | 800000 | 100
24405 | T1 | NABORS LUX 2 | RIG 00X22 | Latitude = 32.030606, Longitude = -102.02769 | Midland County | TX | 0 | MIDLAND | CN604268243 | RN111213559 | Single ram blowout preventer, double ram blowout preventer, blowout prevention accumulator unit, choke manifold, and drilling mud degasser on drilling Rig 00X22. | The following property is used 100% for pollution control to meet or exceed federal or state regulations: Single ram blowout preventer, double ram blowout preventer, blowout prevention accumulator unit, choke manifold, and drilling mud degasser on drilling Rig 00X22. | 2022-03-31 | 800000 | 100
24406 | T1 | NABORS LUX 2 | RIG 00X20 | Latitude = 32.298257, Longitude = -101.768617 | Martin County | TX | 0 | MARTIN | CN604268243 | RN111213559 | Single ram blowout preventer, double ram blowout preventer, blowout prevention accumulator unit, choke manifold, and drilling mud degasser on drilling Rig 00X20. | The following property is used 100% for pollution control to meet or exceed federal or state regulations: Single ram blowout preventer, double ram blowout preventer, blowout prevention accumulator unit, choke manifold, and drilling mud degasser on drilling Rig 00X20. | 2022-03-31 | 800000 | 100
24407 | T1 | NABORS LUX 2 | RIG 00X19 | Latitude = 28.947813, Longitude = -97.889257 | Karnes County | TX | 0 | KARNES | CN604268243 | RN111213559 | Single ram blowout preventer, double ram blowout preventer, blowout prevention accumulator unit, choke manifold, and drilling mud degasser on drilling Rig 00X19. | The following property is used 100% for pollution control to meet or exceed federal or state regulations: Single ram blowout preventer, double ram blowout preventer, blowout prevention accumulator unit, choke manifold, and drilling mud degasser on drilling Rig 00X19. | 2022-03-31 | 800000 | 100
24408 | T1 | NABORS LUX 2 | RIG 00X17 | Latitude = 32.42265, Longitude = -94.107946 | Harrison County | TX | 0 | HARRISON | CN604268243 | RN111213559 | Single ram blowout preventer, double ram blowout preventer, blowout prevention accumulator unit, choke manifold, and drilling mud degasser on drilling Rig 00X17. | The following property is used 100% for pollution control to meet or exceed federal or state regulations: Single ram blowout preventer, double ram blowout preventer, blowout prevention accumulator unit, choke manifold, and drilling mud degasser on drilling Rig 00X17. | 2022-03-31 | 800000 | 100
24409 | T1 | NABORS LUX 2 | RIG 00X16 | Latitude = 31.200147, Longitude = -103.387135 | Reeves County | TX | 0 | REEVES | CN604268243 | RN111213559 | Single ram blowout preventer, double ram blowout preventer, blowout prevention accumulator unit, choke manifold, and drilling mud degasser on drilling Rig 00X16. | The following property is used 100% for pollution control to meet or exceed federal or state regulations: Single ram blowout preventer, double ram blowout preventer, blowout prevention accumulator unit, choke manifold, and drilling mud degasser on drilling Rig 00X16. | 2022-03-31 | 800000 | 100
24410 | T1 | NABORS LUX 2 | RIG 00X15 | Latitude = 32.02825, Longitude = -102.021677 | Midland County | TX | 0 | MIDLAND | CN604268243 | RN111213559 | Single ram blowout preventer, double ram blowout preventer, blowout prevention accumulator unit, choke manifold, and drilling mud degasser on drilling Rig 00X15. | The following property is used 100% for pollution control to meet or exceed federal or state regulations: Single ram blowout preventer, double ram blowout preventer, blowout prevention accumulator unit, choke manifold, and drilling mud degasser on drilling Rig 00X15. | 2022-03-31 | 800000 | 100
24411 | T1 | NABORS LUX 2 | RIG 00X11 | 2100 CROSBY DAYTON RD | CROSBY | TX | 77532 | HARRIS | CN604268243 | RN111213559 | Single ram blowout preventer, double ram blowout preventer, blowout prevention accumulator unit, choke manifold, and drilling mud degasser on drilling Rig 00X11. | The following property is used 100% for pollution control to meet or exceed federal or state regulations: Single ram blowout preventer, double ram blowout preventer, blowout prevention accumulator unit, choke manifold, and drilling mud degasser on drilling Rig 00X11. | 2022-04-01 | 800000 | 100
24412 | T1 | NABORS LUX 2 | RIG 00X07 | Latitude = 31.081325, Longitude = -96.374275 | Robertson County | TX | 0 | ROBERTSON | CN604268243 | RN111213559 | Single ram blowout preventer, double ram blowout preventer, blowout prevention accumulator unit, choke manifold, and drilling mud degasser on drilling Rig 00X07. | The following property is used 100% for pollution control to meet or exceed federal or state regulations: Single ram blowout preventer, double ram blowout preventer, blowout prevention accumulator unit, choke manifold, and drilling mud degasser on drilling Rig 00X07. | 2022-04-01 | 800000 | 100
24413 | T1 | NABORS LUX 2 | RIG 00X06 | Latitude = 32.489818, Longitude = -94.078021 | Harrison County | TX | 0 | HARRISON | CN604268243 | RN111213559 | Single ram blowout preventer, double ram blowout preventer, blowout prevention accumulator unit, choke manifold, and drilling mud degasser on drilling Rig 00X06. | The following property is used 100% for pollution control to meet or exceed federal or state regulations: Single ram blowout preventer, double ram blowout preventer, blowout prevention accumulator unit, choke manifold, and drilling mud degasser on drilling Rig 00X06. | 2022-04-01 | 800000 | 100
24414 | T1 | NABORS LUX 2 | RIG 00X05 | Latitude = 31.810792, Longitude = -103.749708 | Loving County | TX | 0 | LOVING | CN604268243 | RN111213559 | Single ram blowout preventer, double ram blowout preventer, blowout prevention accumulator unit, choke manifold, and drilling mud degasser on drilling Rig 00X05. | The following property is used 100% for pollution control to meet or exceed federal or state regulations: Single ram blowout preventer, double ram blowout preventer, blowout prevention accumulator unit, choke manifold, and drilling mud degasser on drilling Rig 00X05. | 2022-04-01 | 800000 | 100
24415 | T1 | NABORS LUX 2 | RIG 00X04 | Latitude = 31.907314, Longitude = -103.424403 | Loving County | TX | 0 | LOVING | CN604268243 | RN111213559 | Single ram blowout preventer, double ram blowout preventer, blowout prevention accumulator unit, choke manifold, and drilling mud degasser on drilling Rig 00X04. | The following property is used 100% for pollution control to meet or exceed federal or state regulations: ingle ram blowout preventer, double ram blowout preventer, blowout prevention accumulator unit, choke manifold, and drilling mud degasser on drilling Rig 00X04. | 2022-04-01 | 800000 | 100
24416 | T1 | NABORS LUX 2 | RIG 00X02 | Latitude = 32.245091, Longitude = -94.050406 | Panola County | TX | 0 | PANOLA | CN604268243 | RN111213559 | Single ram blowout preventer, double ram blowout preventer, blowout prevention accumulator unit, choke manifold, and drilling mud degasser on drilling Rig 00X02. | The following property is used 100% for pollution control to meet or exceed federal or state regulations: Single ram blowout preventer, double ram blowout preventer, blowout prevention accumulator unit, choke manifold, and drilling mud degasser on drilling Rig 00X02. | 2022-04-01 | 800000 | 100
24417 | T1 | NABORS LUX 2 | RIG 00X01 | Latitude = 32.308746, Longitude = -94.322852 | Harrison County | TX | 0 | HARRISON | CN604268243 | RN111213559 | Single ram blowout preventer, double ram blowout preventer, blowout prevention accumulator unit, choke manifold, and drilling mud degasser on drilling Rig 00X01. | The following property is used 100% for pollution control to meet or exceed federal or state regulations: Single ram blowout preventer, double ram blowout preventer, blowout prevention accumulator unit, choke manifold, and drilling mud degasser on drilling Rig 00X01. | 2022-04-01 | 800000 | 100
24418 | T1 | NABORS LUX 2 | RIG 00B07 | 12005 HIGHWAY 155 N | TYLER | TX | 75708 | SMITH | CN604268243 | RN111213559 | Single ram blowout preventer, double ram blowout preventer, blowout prevention accumulator unit, choke manifold, and drilling mud degasser on drilling Rig 00B07. | The following property is used 100% for pollution control to meet or exceed federal or state regulations: Single ram blowout preventer, double ram blowout preventer, blowout prevention accumulator unit, choke manifold, and drilling mud degasser on drilling Rig 00B07. | 2022-04-01 | 800000 | 100
24419 | T1 | NABORS LUX 2 | RIG 00893 | Latitude = 35.811875, Longitude = -100.406694 | Hemphill County | TX | 0 | HEMPHILL | CN604268243 | RN111213559 | Single ram blowout preventer, double ram blowout preventer, blowout prevention accumulator unit, choke manifold, and drilling mud degasser on drilling Rig 00893. | The following property is used 100% for pollution control to meet or exceed federal or state regulations: Single ram blowout preventer, double ram blowout preventer, blowout prevention accumulator unit, choke manifold, and drilling mud degasser on drilling Rig 00893. | 2022-04-01 | 800000 | 100
24420 | T1 | NABORS LUX 2 | RIG 00891 | Latitude = 31.83969, Longitude = -104.0993 | Culberson County | TX | 0 | CULBERSON | CN604268243 | RN111213559 | Single ram blowout preventer, double ram blowout preventer, blowout prevention accumulator unit, choke manifold, and drilling mud degasser on drilling Rig 00891. | The following property is used 100% for pollution control to meet or exceed federal or state regulations: Single ram blowout preventer, double ram blowout preventer, blowout prevention accumulator unit, choke manifold, and drilling mud degasser on drilling Rig 00891. | 2022-04-01 | 800000 | 100
24421 | T1 | NABORS LUX 2 | RIG 00888 | 411 AIRPORT RD | ALICE | TX | 78332 | JIM WELLS | CN604268243 | RN111213559 | Single ram blowout preventer, double ram blowout preventer, blowout prevention accumulator unit, choke manifold, and drilling mud degasser on drilling Rig 00888. | The following property is used 100% for pollution control to meet or exceed federal or state regulations: Single ram blowout preventer, double ram blowout preventer, blowout prevention accumulator unit, choke manifold, and drilling mud degasser on drilling Rig 00888. | 2022-04-01 | 800000 | 100
24422 | T1 | NABORS LUX 2 | RIG 00X39 | Latitude = 28.658765, Longitude = -98.300347 | Atascosa County | TX | 0 | ATASCOSA | CN604268243 | RN111213559 | Single ram blowout preventer, double ram blowout preventer, blowout prevention accumulator unit, choke manifold, and drilling mud degasser on drilling Rig 00X39. | The following property is used 100% for pollution control to meet or exceed federal or state regulations: Single ram blowout preventer, double ram blowout preventer, blowout prevention accumulator unit, choke manifold, and drilling mud degasser on drilling Rig 00X39. | 2022-04-01 | 840000 | 100
24423 | T1 | NABORS LUX 2 | RIG 00X37 | Latitude = 27.869317, Longitude = -99.275164 | Webb County | TX | 0 | WEBB | CN604268243 | RN111213559 | Single ram blowout preventer, double ram blowout preventer, blowout prevention accumulator unit, choke manifold, and drilling mud degasser on drilling Rig 00X37. | The following property is used 100% for pollution control to meet or exceed federal or state regulations: Single ram blowout preventer, double ram blowout preventer, blowout prevention accumulator unit, choke manifold, and drilling mud degasser on drilling Rig 00X37. | 2022-04-01 | 840000 | 100
24424 | T1 | NABORS LUX 2 | RIG 00X35 | Latitude = 32.354643, Longitude = -94.071435 | Panola County | TX | 0 | PANOLA | CN604268243 | RN111213559 | Single ram blowout preventer, double ram blowout preventer, blowout prevention accumulator unit, choke manifold, and drilling mud degasser on drilling Rig 00X35. | The following property is used 100% for pollution control to meet or exceed federal or state regulations: Single ram blowout preventer, double ram blowout preventer, blowout prevention accumulator unit, choke manifold, and drilling mud degasser on drilling Rig 00X35. | 2022-04-01 | 840000 | 100
24425 | T1 | NABORS LUX 2 | RIG M7507 | Latitude = 32.271407, Longitude = -101.353448 | Howard County | TX | 0 | HOWARD | CN604268243 | RN111213559 | Single ram blowout preventer, double ram blowout preventer, blowout prevention accumulator unit, choke manifold, and drilling mud degasser on drilling Rig M7507. | The following property is used 100% for pollution control to meet or exceed federal or state regulations: Single ram blowout preventer, double ram blowout preventer, blowout prevention accumulator unit, choke manifold, and drilling mud degasser on drilling Rig M7507. | 2022-04-05 | 1120000 | 100
24426 | T1 | NABORS LUX 2 | RIG M7504 | Latitude = 31.572631, Longitude = -103.323386 | Ward County | TX | 0 | WARD | CN604268243 | RN111213559 | Single ram blowout preventer, double ram blowout preventer, blowout prevention accumulator unit, choke manifold, and drilling mud degasser on drilling Rig M7504. | The following property is used 100% for pollution control to meet or exceed federal or state regulations: Single ram blowout preventer, double ram blowout preventer, blowout prevention accumulator unit, choke manifold, and drilling mud degasser on drilling Rig M7504. | 2022-04-05 | 1120000 | 100
24427 | T1 | NABORS LUX 2 | RIG M7502 | Latitude = 31.487367, Longitude = -103.490098 | Ward County | TX | 0 | WARD | CN604268243 | RN111213559 | Single ram blowout preventer, double ram blowout preventer, blowout prevention accumulator unit, choke manifold, and drilling mud degasser on drilling Rig M7502. | The following property is used 100% for pollution control to meet or exceed federal or state regulations: Single ram blowout preventer, double ram blowout preventer, blowout prevention accumulator unit, choke manifold, and drilling mud degasser on drilling Rig M7502. | 2022-04-05 | 1120000 | 100
24428 | T1 | NABORS LUX 2 | RIG 00X53 | Latitude = 31.999826, Longitude = -104.09693 | Culberson County | TX | 0 | CULBERSON | CN604268243 | RN111213559 | Single ram blowout preventer, double ram blowout preventer, blowout prevention accumulator unit, choke manifold, and drilling mud degasser on drilling Rig 00X53. | The following property is used 100% for pollution control to meet or exceed federal or state regulations: Single ram blowout preventer, double ram blowout preventer, blowout prevention accumulator unit, choke manifold, and drilling mud degasser on drilling Rig 00X53. | 2022-04-05 | 1600000 | 100
24429 | T1 | NABORS LUX 2 | RIG 00X52 | Latitude = 31.330897, Longitude = -101.68546 | Reagan County | TX | 0 | REAGAN | CN604268243 | RN111213559 | Single ram blowout preventer, double ram blowout preventer, blowout prevention accumulator unit, choke manifold, and drilling mud degasser on drilling Rig 00X52. | The following property is used 100% for pollution control to meet or exceed federal or state regulations: Single ram blowout preventer, double ram blowout preventer, blowout prevention accumulator unit, choke manifold, and drilling mud degasser on drilling Rig 00X52. | 2022-04-05 | 1600000 | 100
24430 | T1 | NABORS LUX 2 | RIG 00X51 | Latitude = 27.739903, Longitude = -99.482301 | Webb County | TX | 0 | WEBB | CN604268243 | RN111213559 | Single ram blowout preventer, double ram blowout preventer, blowout prevention accumulator unit, choke manifold, and drilling mud degasser on drilling Rig 00X51. | The following property is used 100% for pollution control to meet or exceed federal or state regulations: Single ram blowout preventer, double ram blowout preventer, blowout prevention accumulator unit, choke manifold, and drilling mud degasser on drilling Rig 00X51. | 2022-04-05 | 1160000 | 100
24431 | T1 | NABORS LUX 2 | RIG 00X46 | Latitude = 32.262529, Longitude = -102.283918 | Andrews County | TX | 0 | ANDREWS | CN604268243 | RN111213559 | Single ram blowout preventer, double ram blowout preventer, blowout prevention accumulator unit, choke manifold, and drilling mud degasser on drilling Rig 00X46. | The following property is used 100% for pollution control to meet or exceed federal or state regulations: Single ram blowout preventer, double ram blowout preventer, blowout prevention accumulator unit, choke manifold, and drilling mud degasser on drilling Rig 00X46. | 2022-04-12 | 1160000 | 100
24432 | T1 | NABORS LUX 2 | RIG 01209 | Latitude = 29.135866, Longitude = -97.657486 | Karnes County | TX | 0 | KARNES | CN604268243 | RN111213559 | Single ram blowout preventer, double ram blowout preventer, blowout prevention accumulator unit, choke manifold, and drilling mud degasser on drilling Rig 01209. | The following property is used 100% for pollution control to meet or exceed federal or state regulations: Single ram blowout preventer, double ram blowout preventer, blowout prevention accumulator unit, choke manifold, and drilling mud degasser on drilling Rig 01209. | 2022-04-13 | 1600000 | 100
24433 | T1 | NABORS LUX 2 | RIG 01208 | Latitude = 31.510425, Longitude = -103.823922 | Reeves County | TX | 0 | REEVES | CN604268243 | RN111213559 | Single ram blowout preventer, double ram blowout preventer, blowout prevention accumulator unit, choke manifold, and drilling mud degasser on drilling Rig 01208. | The following property is used 100% for pollution control to meet or exceed federal or state regulations: Single ram blowout preventer, double ram blowout preventer, blowout prevention accumulator unit, choke manifold, and drilling mud degasser on drilling Rig 01208. | 2022-04-13 | 1600000 | 100
24434 | T1 | NABORS LUX 2 | RIG 01207 | Latitude = 28.87494, Longitude = -98.05739 | Karnes County | TX | 0 | KARNES | CN604268243 | RN111213559 | Single ram blowout preventer, double ram blowout preventer, blowout prevention accumulator unit, choke manifold, and drilling mud degasser on drilling Rig 01207. | The following property is used 100% for pollution control to meet or exceed federal or state regulations: Single ram blowout preventer, double ram blowout preventer, blowout prevention accumulator unit, choke manifold, and drilling mud degasser on drilling Rig 01207. | 2022-04-13 | 1600000 | 100
24435 | T1 | NABORS LUX 2 | RIG 01205 | Latitude = 28.324119, Longitude = -99.007642 | La Salle County | TX | 0 | LA SALLE | CN604268243 | RN111213559 | Single ram blowout preventer, double ram blowout preventer, blowout prevention accumulator unit, choke manifold, and drilling mud degasser on drilling Rig 01205. | The following property is used 100% for pollution control to meet or exceed federal or state regulations: Single ram blowout preventer, double ram blowout preventer, blowout prevention accumulator unit, choke manifold, and drilling mud degasser on drilling Rig 01205. | 2022-04-13 | 1600000 | 100
24436 | T1 | NABORS LUX 2 | RIG 01204 | Latitude = 30.045182, Longitude = -96.604086 | Austin County | TX | 0 | AUSTIN | CN604268243 | RN111213559 | Single ram blowout preventer, double ram blowout preventer, blowout prevention accumulator unit, choke manifold, and drilling mud degasser on drilling Rig 01204. | The following property is used 100% for pollution control to meet or exceed federal or state regulations: Single ram blowout preventer, double ram blowout preventer, blowout prevention accumulator unit, choke manifold, and drilling mud degasser on drilling Rig 01204. | 2022-04-13 | 1600000 | 100
24437 | T1 | NABORS LUX 2 | RIG 01203 | Latitude = 29.262704, Longitude = -97.55591 | Gonzales County | TX | 0 | GONZALES | CN604268243 | RN111213559 | Single ram blowout preventer, double ram blowout preventer, blowout prevention accumulator unit, choke manifold, and drilling mud degasser on drilling Rig 01203. | The following property is used 100% for pollution control to meet or exceed federal or state regulations: Single ram blowout preventer, double ram blowout preventer, blowout prevention accumulator unit, choke manifold, and drilling mud degasser on drilling Rig 01203. | 2022-04-13 | 1600000 | 100
24438 | T1 | NABORS LUX 2 | RIG 01202 | Latitude = 28.99402, Longitude = -97.512765 | Dewitt County | TX | 0 | DEWITT | CN604268243 | RN111213559 | Single ram blowout preventer, double ram blowout preventer, blowout prevention accumulator unit, choke manifold, and drilling mud degasser on drilling Rig 01202. | The following property is used 100% for pollution control to meet or exceed federal or state regulations: Single ram blowout preventer, double ram blowout preventer, blowout prevention accumulator unit, choke manifold, and drilling mud degasser on drilling Rig 01202. | 2022-04-13 | 1600000 | 100
24439 | T1 | NABORS LUX 2 | RIG 0R801 | Latitude = 31.562996, Longitude = -101.949097 | Midland County | TX | 0 | MIDLAND | CN604268243 | RN111213559 | Single ram blowout preventer, double ram blowout preventer, blowout prevention accumulator unit, choke manifold, and drilling mud degasser on drilling Rig 0R801. | The following property is used 100% for pollution control to meet or exceed federal or state regulations: Single ram blowout preventer, double ram blowout preventer, blowout prevention accumulator unit, choke manifold, and drilling mud degasser on drilling Rig 0R801. | 2022-04-13 | 2500000 | 100
24440 | T1 | COCA-COLA SOUTHWEST BEVERAGES LLC | COCA-COLA SOUTHWEST BEVERAGES | 11001 GATEWAY BLVD W | EL PASO | TX | 79935 | EL PASO | CN605328855 | RN110912094 | 25,100 square feet of asphalt paving to control air pollution via dust control. | The following property is used 100% for pollution control to meet or exceed federal or state regulations: 25,100 square feet of asphalt paving to control air pollution via dust control. | 2022-04-13 | 201402 | 100
24441 | T1 | STX BEEF COMPANY LLC | SAM KANE BEEF PROCESSORS | 9001 LEOPARD ST | CORPUS CHRISTI | TX | 78409 | NUECES | CN605627124 | RN100664986 | Wastewater pretreatment system consisting of an equalization tank with two Vaughan Model V4L‐089 chopper pumps, a Vaughan Model V4S‐106 chopper pump and lift station, Schneider controls, and pump replacements; a dissolved air flotation tank with a 3 inch Al/Buna Warren Rupp pump, a 50 hp 1800 TEFC motor, a combo starter circuit breaker, lift station drainage, and two Pumpco C74136 LMI metering pumps; and a flow equalization basin 19-0003 with a Grundfos CR10‐5 pump, a T6A60S self-priming pump S/N 1681315, a vertical turbine pump; 30 hp 1750 rpm and 30 hp impeller electric motors, tank pump installation, concrete pads for tank pumps, tank pad, electrical work, and piping. | The following property is used 100% for pollution control to meet or exceed federal or state regulations: Wastewater pretreatment system consisting of an equalization tank with two Vaughan Model V4L‐089 chopper pumps, a Vaughan Model V4S‐106 chopper pump and lift station, Schneider controls, and pump replacements; a dissolved air flotation tank with a 3 inch Al/Buna Warren Rupp pump, a 50 hp 1800 TEFC motor, a combo starter circuit breaker, lift station drainage, and two Pumpco C74136 LMI metering pumps; and a flow equalization basin 19-0003 with a Grundfos CR10‐5 pump, a T6A60S self-priming pump S/N 1681315, a vertical turbine pump; 30 hp 1750 rpm and 30 hp impeller electric motors, tank pump installation, concrete pads for tank pumps, tank pad, electrical work, and piping. | 2022-04-25 | 2300000 | 100
24442 | T1 | PERMIAN DELAWARE ENTERPRISES HOLDINGS LLC | WINKLER COUNTY WATER PIPING | INTERCONNECTING LINES FOR SWD WELLS ACROSS WINKLER COUNTY - MAP ATTACHED | Winkler County | TX | 79754 | WINKLER | CN605979897 | RN111028635 | 8.59 miles of 8 inch to 12 inch diameter piping that connects oil and gas wells to saltwater disposal wells. | The following property is used 100% for pollution control to meet or exceed federal or state regulations: 8.59 miles of 8 inch to 12 inch diameter piping that connects oil and gas wells to saltwater disposal wells. | 2022-04-14 | 1884777 | 100
24443 | T1 | PERMIAN DELAWARE ENTERPRISES HOLDINGS LLC | WHEAT SWD FACILITY | Latitude = 31.695278, Longitude = -103.527714 | Loving County | TX | 79754 | LOVING | CN605979897 | RN111006441 | Wheat saltwater disposal well facility, consisting of three 1,000-barrel water separation tanks, five 500-barrel produced water tanks, two charge pumps, two injection pumps, two injection pump skids, six injection filters, used filter basket, two pump lubrication circulating units, wellhead, well casing, tubing, meters, valves, and piping. | The following property is used 100% for pollution control to meet or exceed federal or state regulations: Wheat saltwater disposal well facility, consisting of three 1,000-barrel water separation tanks, five 500-barrel produced water tanks, two charge pumps, two injection pumps, two injection pump skids, six injection filters, used filter basket, two pump lubrication circulating units, wellhead, well casing, tubing, meters, valves, and piping. | 2022-04-20 | 1954502 | 100
24444 | T1 | PERMIAN DELAWARE ENTERPRISES HOLDINGS LLC | WARD COUNTY WATER PIPING | INTERCONNECTING LINES FOR SWD WELLS ACROSS WARD COUNTY - MAP ATTACHED | Ward County | TX | 79754 | WARD | CN605979897 | RN111028643 | 58.49 miles of 3.5 inch to 12 inch diameter piping that connects oil and gas wells to saltwater disposal wells. | The following property is used 100% for pollution control to meet or exceed federal or state regulations: 58.49 miles of 3.5 inch to 12 inch diameter piping that connects oil and gas wells to saltwater disposal wells. | 2022-04-20 | 7957427 | 100
24445 | T1 | PERMIAN DELAWARE ENTERPRISES HOLDINGS LLC | UNIVERSITY LAMPASAS 20-33 SWD | Latitude = 31.669989, Longitude = -103.321882 | Winkler County | TX | 79754 | WINKLER | CN605979897 | RN111006524 | University Lampasas 20-33 saltwater disposal well facility, consisting of three 1,000-barrel water separation tanks, five 500-barrel produced water tanks, two charge pumps, two injection pumps, two injection pump skids, six injection filters, used filter basket, two pump lubrication circulating units, wellhead, well casing, tubing, meters, valves, and piping. | The following property is used 100% for pollution control to meet or exceed federal or state regulations: University Lampasas 20-33 saltwater disposal well facility, consisting of three 1,000-barrel water separation tanks, five 500-barrel produced water tanks, two charge pumps, two injection pumps, two injection pump skids, six injection filters, used filter basket, two pump lubrication circulating units, wellhead, well casing, tubing, meters, valves, and piping. | 2022-04-21 | 770504 | 100
24446 | T1 | PERMIAN DELAWARE ENTERPRISES HOLDINGS LLC | UNIVERSITY 20-18 SALT WATER DISPOSAL SWD FACILITY | Latitude = 31.70085, Longitude = -103.36808 | Loving County | TX | 79754 | LOVING | CN605979897 | RN109739615 | University 20-18 saltwater disposal well facility, consisting of three 1,000-barrel water separation tanks, five 500-barrel produced water tanks, two charge pumps, two injection pumps, two injection pump skids, six injection filters, used filter basket, two pump lubrication circulating units, wellhead, well casing, tubing, meters, valves, and piping. | The following property is used 100% for pollution control to meet or exceed federal or state regulations: University 20-18 saltwater disposal well facility, consisting of three 1,000-barrel water separation tanks, five 500-barrel produced water tanks, two charge pumps, two injection pumps, two injection pump skids, six injection filters, used filter basket, two pump lubrication circulating units, wellhead, well casing, tubing, meters, valves, and piping. | 2022-04-21 | 8407668 | 100
24447 | T1 | PERMIAN DELAWARE ENTERPRISES HOLDINGS LLC | TEXACO 35 SWD FACILITY | Latitude = 31.801333, Longitude = -103.627948 | Loving County | TX | 79754 | LOVING | CN605979897 | RN111006458 | Texaco 35 saltwater disposal well facility, consisting of three 1,000-barrel water separation tanks, five 500-barrel produced water tanks, two charge pumps, two injection pumps, two injection pump skids, six injection filters, used filter basket, two pump lubrication circulating units, wellhead, well casing, tubing, meters, valves, and piping. | The following property is used 100% for pollution control to meet or exceed federal or state regulations: Texaco 35 saltwater disposal well facility, consisting of three 1,000-barrel water separation tanks, five 500-barrel produced water tanks, two charge pumps, two injection pumps, two injection pump skids, six injection filters, used filter basket, two pump lubrication circulating units, wellhead, well casing, tubing, meters, valves, and piping. | 2022-04-21 | 4406234 | 100
24448 | T1 | PERMIAN DELAWARE ENTERPRISES HOLDINGS LLC | SUPERSTALLION SWD FACILITY | Latitude = 31.601488, Longitude = -103.434651 | Ward County | TX | 79777 | WARD | CN605979897 | RN111006466 | Superstallion saltwater disposal well facility, consisting of three 1,000-barrel water separation tanks, five 500-barrel produced water tanks, two charge pumps, two injection pumps, two injection pump skids, six injection filters, used filter basket, two pump lubrication circulating units, wellhead, well casing, tubing, meters, valves, and piping. | The following property is used 100% for pollution control to meet or exceed federal or state regulations: Superstallion saltwater disposal well facility, consisting of three 1,000-barrel water separation tanks, five 500-barrel produced water tanks, two charge pumps, two injection pumps, two injection pump skids, six injection filters, used filter basket, two pump lubrication circulating units, wellhead, well casing, tubing, meters, valves, and piping. | 2022-04-21 | 9178172 | 100
24449 | T1 | PERMIAN DELAWARE ENTERPRISES HOLDINGS LLC | SEA WOLF SWD FACILITY | Latitude = 31.864191, Longitude = -103.593274 | Loving County | TX | 79754 | LOVING | CN605979897 | RN111006474 | Sea Wolf saltwater disposal well facility, consisting of three 1,000-barrel water separation tanks, five 500-barrel produced water tanks, two charge pumps, two injection pumps, two injection pump skids, six injection filters, used filter basket, two pump lubrication circulating units, wellhead, well casing, tubing, meters, valves, and piping. | The following property is used 100% for pollution control to meet or exceed federal or state regulations: Sea Wolf saltwater disposal well facility, consisting of three 1,000-barrel water separation tanks, five 500-barrel produced water tanks, two charge pumps, two injection pumps, two injection pump skids, six injection filters, used filter basket, two pump lubrication circulating units, wellhead, well casing, tubing, meters, valves, and piping. | 2022-04-21 | 10164280 | 100
24450 | T1 | PERMIAN DELAWARE ENTERPRISES HOLDINGS LLC | SEA HAWK SWD FACILITY | Latitude = 31.690593, Longitude = -103.383614 | Loving County | TX | 79754 | LOVING | CN605979897 | RN111006482 | Sea Hawk saltwater disposal well facility, consisting of three 1,000-barrel water separation tanks, five 500-barrel produced water tanks, two charge pumps, two injection pumps, two injection pump skids, six injection filters, used filter basket, two pump lubrication circulating units, wellhead, well casing, tubing, meters, valves, and piping. | The following property is used 100% for pollution control to meet or exceed federal or state regulations: Sea Hawk saltwater disposal well facility, consisting of three 1,000-barrel water separation tanks, five 500-barrel produced water tanks, two charge pumps, two injection pumps, two injection pump skids, six injection filters, used filter basket, two pump lubrication circulating units, wellhead, well casing, tubing, meters, valves, and piping. | 2022-04-21 | 11761210 | 100
24451 | T1 | PERMIAN DELAWARE ENTERPRISES HOLDINGS LLC | SEA DRAGON SWD | Latitude = 31.782509, Longitude = -103.664622 | Loving County | TX | 79754 | LOVING | CN605979897 | RN111006573 | Sea Dragon saltwater disposal well facility, consisting of three 1,000-barrel water separation tanks, five 500-barrel produced water tanks, two charge pumps, two injection pumps, two injection pump skids, six injection filters, used filter basket, two pump lubrication circulating units, wellhead, well casing, tubing, meters, valves, and piping. | The following property is used 100% for pollution control to meet or exceed federal or state regulations: Sea Dragon saltwater disposal well facility, consisting of three 1,000-barrel water separation tanks, five 500-barrel produced water tanks, two charge pumps, two injection pumps, two injection pump skids, six injection filters, used filter basket, two pump lubrication circulating units, wellhead, well casing, tubing, meters, valves, and piping. | 2022-04-25 | 15156443 | 100
24452 | T1 | PERMIAN DELAWARE ENTERPRISES HOLDINGS LLC | ROAD RUNNER SWD FACILITY | Latitude = 31.656191, Longitude = -103.398854 | Loving County | TX | 79754 | LOVING | CN605979897 | RN111006490 | Road Runner saltwater disposal well facility, consisting of three 1,000-barrel water separation tanks, five 500-barrel produced water tanks, two charge pumps, two injection pumps, two injection pump skids, six injection filters, used filter basket, two pump lubrication circulating units, wellhead, well casing, tubing, meters, valves, and piping. | The following property is used 100% for pollution control to meet or exceed federal or state regulations: Road Runner saltwater disposal well facility, consisting of three 1,000-barrel water separation tanks, five 500-barrel produced water tanks, two charge pumps, two injection pumps, two injection pump skids, six injection filters, used filter basket, two pump lubrication circulating units, wellhead, well casing, tubing, meters, valves, and piping. | 2022-04-25 | 8838724 | 100
24453 | T1 | PERMIAN DELAWARE ENTERPRISES HOLDINGS LLC | POSIEDON SWD | Latitude = 31.806591, Longitude = -103.774082 | Loving County | TX | 79754 | LOVING | CN605979897 | RN111006508 | Poseidon saltwater disposal well facility, consisting of three 1,000-barrel water separation tanks, five 500-barrel produced water tanks, two charge pumps, two injection pumps, two injection pump skids, six injection filters, used filter basket, two pump lubrication circulating units, wellhead, well casing, tubing, meters, valves, and piping. | The following property is used 100% for pollution control to meet or exceed federal or state regulations: Poseidon saltwater disposal well facility, consisting of three 1,000-barrel water separation tanks, five 500-barrel produced water tanks, two charge pumps, two injection pumps, two injection pump skids, six injection filters, used filter basket, two pump lubrication circulating units, wellhead, well casing, tubing, meters, valves, and piping. | 2022-04-25 | 8933710 | 100
24454 | T1 | PERMIAN DELAWARE ENTERPRISES HOLDINGS LLC | NEPTUNE SWD FACILITY | Latitude = 31.856264, Longitude = -103.762678 | Loving County | TX | 79754 | LOVING | CN605979897 | RN111006516 | Neptune saltwater disposal well facility, consisting of three 1,000-barrel water separation tanks, five 500-barrel produced water tanks, two charge pumps, two injection pumps, two injection pump skids, six injection filters, used filter basket, two pump lubrication circulating units, wellhead, well casing, tubing, meters, valves, and piping. | The following property is used 100% for pollution control to meet or exceed federal or state regulations: Neptune saltwater disposal well facility, consisting of three 1,000-barrel water separation tanks, five 500-barrel produced water tanks, two charge pumps, two injection pumps, two injection pump skids, six injection filters, used filter basket, two pump lubrication circulating units, wellhead, well casing, tubing, meters, valves, and piping. | 2022-04-25 | 10707009 | 100
24455 | T1 | PERMIAN DELAWARE ENTERPRISES HOLDINGS LLC | LOVING COUNTY WATER PIPING | INTERCONNECTING LINES FOR SWD WELLS ACROSS LOVING COUNTY - MAP ATTACHED | Loving County | TX | 79754 | LOVING | CN605979897 | RN111028650 | 230.68 miles of 3 inch to 16 inch diameter piping that connects oil and gas wells to saltwater disposal wells. | The following property is used 100% for pollution control to meet or exceed federal or state regulations: 230.68 miles of 3 inch to 16 inch diameter piping that connects oil and gas wells to saltwater disposal wells. | 2022-04-20 | 48452485 | 100
24456 | T1 | PERMIAN DELAWARE ENTERPRISES HOLDINGS LLC | COYOTE SWD FACILITY | Latitude = 31.679506, Longitude = -103.329711 | Loving County | TX | 79754 | LOVING | CN605979897 | RN111006532 | Coyote saltwater disposal well facility, consisting of three 1,000-barrel water separation tanks, five 500-barrel produced water tanks, two charge pumps, two injection pumps, two injection pump skids, six injection filters, used filter basket, two pump lubrication circulating units, wellhead, well casing, tubing, meters, valves, and piping. | The following property is used 100% for pollution control to meet or exceed federal or state regulations: Coyote saltwater disposal well facility, consisting of three 1,000-barrel water separation tanks, five 500-barrel produced water tanks, two charge pumps, two injection pumps, two injection pump skids, six injection filters, used filter basket, two pump lubrication circulating units, wellhead, well casing, tubing, meters, valves, and piping. | 2022-04-25 | 8407668 | 100
24457 | T1 | PERMIAN DELAWARE ENTERPRISES HOLDINGS LLC | BLACK HAWK 2 SWD FACILITY | Latitude = 31.860749, Longitude = -103.528092 | Loving County | TX | 79754 | LOVING | CN605979897 | RN111006540 | Black Hawk 2 saltwater disposal well facility, consisting of three 1,000-barrel water separation tanks, five 500-barrel produced water tanks, two charge pumps, two injection pumps, two injection pump skids, six injection filters, used filter basket, two pump lubrication circulating units, wellhead, well casing, tubing, meters, valves, and piping. | The following property is used 100% for pollution control to meet or exceed federal or state regulations: Black Hawk 2 saltwater disposal well facility, consisting of three 1,000-barrel water separation tanks, five 500-barrel produced water tanks, two charge pumps, two injection pumps, two injection pump skids, six injection filters, used filter basket, two pump lubrication circulating units, wellhead, well casing, tubing, meters, valves, and piping. | 2022-04-25 | 14396242 | 100
24458 | T1 | PERMIAN DELAWARE ENTERPRISES HOLDINGS LLC | BASS TXL SWD FACILITY | Latitude = 31.780055, Longitude = -103.563902 | Loving County | TX | 79754 | LOVING | CN605979897 | RN111006581 | The property is a salt water disposal facility, used solely for non-commercial purposes. Its purpose is to dispose of salt water that is produced in the drilling and extraction of oil and gas in an environmentally appropriate manner. The facility is specifically designed to protect both groundwater and underground water sources. The salt water is injected into this facility and delivered to an underground zone that is determined to be appropriate by the Texas Railroad Commission. The facility is the final process after the salt water is separated from oil and gas. The SWD Facility includes Equipment listing for surface facility included in Exhibit C Tanks, pumps, filters, wellhead, well casing to protect zones not intended for disposal, tubing to control the flow inside the casing, meters to measure the amount of water disposed, valves to control the flow, and piping to control the water flow and to protect from the saltwater escaping. Exhibit A is a flow diagram of the SWD well facilities. The function of each major item of equipment is further described below. The Saltwater arrives at the well by piping. The piping bring the saltwater from the well sites. Exhibit B shows a diagram of the entire network of piping and SWD wells built. The water is then pumped into the tanks. Separate pumps, which are part of the facility, move the water from the tanks down to the wellbore. The meters on site measure the volume and pressure of the water that is being disposed. This water is pushed into one of the tanks, which acts as a settling vessel. Any skim of oil present is transferred into the oil storage tanks. The Skim Oil Tanks and their costs have been excepted from this application. They are merely identified as part of the total process. The water is transferred out to either set of two water storage tanks. Pumps are used to move the water through the process and then injected into the wellhead. The entire process is designed to protect the land and freshwater zones underground from the saltwater being disposed. While the wellbore existed prior to 1994, all costs in this exemption application occurred after 1994. Included with this application are the disposal wells which are solely connected to this facility and is presented on the attachment. Exhibit B | NOD response not received | 2022-05-16 | 5643413 | 100
24459 | T1 | PERMIAN DELAWARE ENTERPRISES HOLDINGS LLC | ARMADILLO SWD | Latitude = 31.711194, Longitude = -103.346296 | Loving County | TX | 79754 | LOVING | CN605979897 | RN111006565 | Armadillo saltwater disposal well facility, consisting of three 1,000-barrel water separation tanks, five 500-barrel produced water tanks, two charge pumps, two injection pumps, two injection pump skids, six injection filters, used filter basket, two pump lubrication circulating units, wellhead, well casing, tubing, meters, valves, and piping. | The following property is used 100% for pollution control to meet or exceed federal or state regulations: Armadillo saltwater disposal well facility, consisting of three 1,000-barrel water separation tanks, five 500-barrel produced water tanks, two charge pumps, two injection pumps, two injection pump skids, six injection filters, used filter basket, two pump lubrication circulating units, wellhead, well casing, tubing, meters, valves, and piping. | 2022-04-25 | 9038014 | 100
24460 | T1 | THE LUBRIZOL CORPORATION | LUBRIZOL DEER PARK | 41 TIDAL RD | DEER PARK | TX | 77536 | HARRIS | CN600269617 | RN100221589 | Wastewater system consisting of insulated piping and pumps; drum tanks for slop oil, oily sludge, and spent caustic storage, a heat exchanger, a pressure relief vent; two oil/waster separators; dissolved nitrogen flotation system including a mixing tank, surface skimmer, and cross screw and conveyor system; two oily water skimmers including insulated pump basin and drum; vacuum dewatering turbo phase separator; concrete holding sump basin; two insulated carbon absorption filters; sumps, trenches, drains, insulated piping, pumps for contaminated stormwater, process wastewater, and sanitary wastewater handling; storage tank for storage of pretreated wastewater prior to discharge to the facility’s main wastewater treatment system; lift stations including a sump basin, bar screen, stormwater surge tank, discharge piping and pumps, and 1.5 miles of 14‐inch pipe and a subsurface diffuser; spare effluent pump; new sewer line for the 156 Unit; three refurbished sumps at the product tank farm; sloped concrete paving and a concrete dike; shed to house monitors and controls for the wastewater pretreatment system; and associated concrete foundations, and all instrumentation, controls, utility piping, piping, structures, and electrical wiring and connectors necessary to the operation of the piping, pumps, storage tanks, oil/water separators. | The following property is used 100% for pollution control to meet or exceed federal or state regulations: Wastewater system consisting of insulated piping and pumps; drum tanks for slop oil, oily sludge, and spent caustic storage, a heat exchanger, a pressure relief vent; two oil/waster separators; dissolved nitrogen flotation system including a mixing tank, surface skimmer, and cross screw and conveyor system; two oily water skimmers including insulated pump basin and drum; vacuum dewatering turbo phase separator; concrete holding sump basin; two insulated carbon absorption filters; sumps, trenches, drains, insulated piping, pumps for contaminated stormwater, process wastewater, and sanitary wastewater handling; storage tank for storage of pretreated wastewater prior to discharge to the facility’s main wastewater treatment system; lift stations including a sump basin, bar screen, stormwater surge tank, discharge piping and pumps, and 1.5 miles of 14‐inch pipe and a subsurface diffuser; spare effluent pump; new sewer line for the 156 Unit; three refurbished sumps at the product tank farm; sloped concrete paving and a concrete dike; shed to house monitors and controls for the wastewater pretreatment system; and associated concrete foundations, and all instrumentation, controls, utility piping, piping, structures, and electrical wiring and connectors necessary to the operation of the piping, pumps, storage tanks, oil/water separators. | 2022-04-20 | 53650000 | 100
24461 | T1 | ENTERPRISE CRUDE PIPELINE LLC | ENTERPRISE CRUDE HOUSTON STATION | Latitude = 29.610555, Longitude = -95.183611 | Harris County | TX | 77034 | HARRIS | CN603272592 | RN106070816 | Pontoon-style floating roof, mechanical shoe, primary seals, and rim mounted secondary seals on Tank 3919. | The following property is used 100% for pollution control to meet or exceed federal or state regulations: Pontoon-style floating roof, mechanical shoe, primary seals, and rim mounted secondary seals on Tank 3919. | 2022-08-01 | 2669123 | 100
24462 | T1 | THE SHERWIN-WILLIAMS COMPANY | THE SHERWIN-WILLIAMS GARLAND FACILITY | 2802 W MILLER RD | GARLAND | TX | 75041 | DALLAS | CN600278600 | RN100218197 | Dust collection, secondary containment, automatic tank gauging, tank lining, shut-off valves, and odor dispersing and removal equipment. | NOD response not received | 2022-04-30 | 1749996 | 100
24463 | T1 | THE VALSPAR CORPORATION | VALSPAR GARLAND FACILITY | 701 S SHILOH RD | GARLAND | TX | 75042 | DALLAS | CN600128409 | RN100215995 | Thermal oxidizers, containment, automatic tank gauging, automatic shut-off valves, odor dispersing and removal equipment, and wastewater treatment. | NOD response not received | 2022-04-30 | 775040 | 100
24464 | T1 | THE SHERWIN-WILLIAMS COMPANY | WACO TX DSC | 1300 AVIATION PKWY | WACO | TX | 76705 | MCLENNAN | CN600278600 | RN109731042 | Air scrubbers, hoods, ducts, and collection systems, odor dispersal and removal systems. | NOD response not received | 2022-05-04 | 524895 | 100
24465 | T1 | CANAL BARGE COMPANY INC | CANAL BARGE | Latitude = 29.763217, Longitude = -95.091921 | Harris County | TX |  | HARRIS | CN605190974 | RN110139961 | The incremental cost difference between a single hulled barge and a double hulled barge, perimeter deck spill rails, high level overflow alarms, and closed gauging on barges CBC 1112, CBC 1113, CBC 1114, CBC 1426, CBC 1427, CBC 1428, and CBC 1429. | The following property is used 100% for pollution control to meet or exceed federal or state regulations: The incremental cost difference between a single hulled barge and a double hulled barge, perimeter deck spill rails, high level overflow alarms, and closed gauging on barges CBC 1112, CBC 1113, CBC 1114, CBC 1426, CBC 1427, CBC 1428, and CBC 1429. | 2022-04-04 | 6455265 | 100
24466 | T1 | CANAL BARGE COMPANY INC | CANAL BARGE | Latitude = 29.763217, Longitude = -95.091921 | Harris County | TX |  | HARRIS | CN605190974 | RN110139961 | Vapor control system on barges CBC 1112, CBC 1113, CBC 1114, CBC 1426, CBC 1427, CBC 1428, and CBC 1429. | The following property is used 100% for pollution control to meet or exceed federal or state regulations: Vapor control system on barges CBC 1112, CBC 1113, CBC 1114, CBC 1426, CBC 1427, CBC 1428, and CBC 1429. | 2022-04-04 | 605181 | 100
24467 | T1 | DUPONT SPECIALTY PRODUCTS USA LLC | PLASTIC FILM MFG | 9701 BAYPORT BLVD | PASADENA | TX | 77507 | HARRIS | CN605620830 | RN102662970 | Absorber T-454. | The following property is used 100% for pollution control to meet or exceed federal or state regulations: Absorber T-454. | 2022-04-15 | 1354919 | 100
24468 | T1 | DUPONT SPECIALTY PRODUCTS USA LLC | PLASTIC FILM MFG | 9701 BAYPORT BLVD | PASADENA | TX | 77507 | HARRIS | CN605620830 | RN102662970 | Absorber T-453. | The following property is used 100% for pollution control to meet or exceed federal or state regulations: Absorber T-453. | 2022-04-15 | 1350004 | 100
24469 | T1 | DUPONT SPECIALTY PRODUCTS USA LLC | PLASTIC FILM MFG | 9701 BAYPORT BLVD | PASADENA | TX | 77507 | HARRIS | CN605620830 | RN102662970 | Absorber T-449. | The following property is used 100% for pollution control to meet or exceed federal or state regulations: Absorber T-449. | 2022-04-15 | 718382 | 100
24470 | T1 | STOLTHAVEN HOUSTON INC | STOLTHAVEN HOUSTON TERMINAL | 15602 JACINTOPORT BLVD # A | HOUSTON | TX | 77015 | HARRIS | CN600124820 | RN100210475 | Concrete containment at the Truck Scale Area, Wastewater Treatment Plant, and A Tank Farm and a concrete containment curb located at the AE Tank Farm. | The following property is used 100% for pollution control to meet or exceed federal or state regulations: Concrete containment at the Truck Scale Area, Wastewater Treatment Plant, and A Tank Farm and a concrete containment curb located at the AE Tank Farm. | 2022-04-21 | 5887277 | 100
24471 | T1 | STOLTHAVEN HOUSTON INC | STOLTHAVEN HOUSTON TERMINAL | 15602 JACINTOPORT BLVD | HOUSTON | TX | 77015 | HARRIS | CN600124820 | RN100210475 | Stormwater conveyance system and chemical sewer system improvements in the A Tank Farm consisting of lift stations, surface drains, pumps, and piping. | The following property is used 100% for pollution control to meet or exceed federal or state regulations: Stormwater conveyance system and chemical sewer system improvements in the A Tank Farm consisting of lift stations, surface drains, pumps, and piping. | 2022-04-25 | 1657329 | 100
24472 | T1 | PRECISION DRILLING COMPANY LP | PRECISION DRILLING | 7600 E INTERSTATE 20 | ODESSA | TX | 79766 | MIDLAND | CN603453770 | RN106743677 | Drilling mud recycling system consisting of a shaker tank, shale shakers, desilter, desander, and degasser for Rig 579. | The following property is used 100% for pollution control to meet or exceed federal or state regulations: Drilling mud recycling system consisting of a shaker tank, shale shakers, desilter, desander, and degasser for Rig 579. | 2022-04-18 | 752100 | 100
24473 | T1 | PRECISION DRILLING COMPANY LP | PRECISION DRILLING | 7600 E INTERSTATE 20 | ODESSA | TX | 79766 | MIDLAND | CN603453770 | RN106743677 | Spill response equipment consisting of ram type blowout preventers, a closing unit, and a choke manifold system on Rig 579. | The following property is used 100% for pollution control to meet or exceed federal or state regulations: Spill response equipment consisting of ram type blowout preventers, a closing unit, and a choke manifold system on Rig 579. | 2022-04-18 | 1430000 | 100
24474 | T1 | STOLTHAVEN HOUSTON INC | STOLTHAVEN HOUSTON TERMINAL | 15602 JACINTOPORT BLVD # A | HOUSTON | TX | 77015 | HARRIS | CN600124820 | RN100210475 | High-level indication alarms at the V Tanks and the F Tank Farm. | The following property is used 100% for pollution control to meet or exceed federal or state regulations: High-level indication alarms at the V Tanks and the F Tank Farm. | 2022-04-18 | 85273 | 100
24475 | T1 | PTCAA TEXAS LP | FLYING J TRAVEL PLAZA 477 | 714 S CENTRAL EXPY | ANNA | TX | 75409 | COLLIN | CN602677585 | RN102262003 | Overfill alarms; tank top sumps; automatic tank gauging; automatic line leak detectors; liquid fuel sensors installed between the double walls of tanks and pipes to monitor for leaks; the incremental difference in cost between four 20,000-gallon double-walled tanks and comparable single-walled tanks; the incremental difference in cost between double-walled piping and single-walled piping; and the incremental difference in cost between the concrete paving covering the underground tanks and pipes and the other paving at the facility calculated using the difference in cost per square foot. | The following property is used 100% for pollution control to meet or exceed federal or state regulations: Overfill alarms; tank top sumps; automatic tank gauging; automatic line leak detectors; liquid fuel sensors installed between the double walls of tanks and pipes to monitor for leaks; the incremental difference in cost between four 20,000-gallon double-walled tanks and comparable single-walled tanks; the incremental difference in cost between double-walled piping and single-walled piping; and the incremental difference in cost between the concrete paving covering the underground tanks and pipes and the other paving at the facility calculated using the difference in cost per square foot. | 2022-04-19 | 1158100 | 100
24476 | T1 | PTCAA TEXAS LP | EXPRESS FUEL | 1590 CLINT SAN ELIZARIO RD | CLINT | TX | 79836 | EL PASO | CN602677585 | RN102374188 | Overfill alarms; tank top sumps; automatic tank gauging; automatic line leak detectors; liquid fuel sensors installed between the double walls of tanks and pipes to monitor for leaks; the incremental difference in cost between two 30,000-gallon and one 20,000-gallon double-walled tanks and comparable single-walled tanks; the incremental difference in cost between double-walled piping and single-walled piping; and the incremental difference in cost between the concrete paving covering the underground tanks and pipes and the other paving at the facility calculated using the difference in cost per square foot. | The following property is used 100% for pollution control to meet or exceed federal or state regulations: Overfill alarms; tank top sumps; automatic tank gauging; automatic line leak detectors; liquid fuel sensors installed between the double walls of tanks and pipes to monitor for leaks; the incremental difference in cost between two 30,000-gallon and one 20,000-gallon double-walled tanks and comparable single-walled tanks; the incremental difference in cost between double-walled piping and single-walled piping; and the incremental difference in cost between the concrete paving covering the underground tanks and pipes and the other paving at the facility calculated using the difference in cost per square foot. | 2022-04-09 | 729875 | 100
24477 | T1 | STOLTHAVEN HOUSTON INC | STOLTHAVEN HOUSTON TERMINAL | 15602 JACINTOPORT BLVD # A | HOUSTON | TX | 77015 | HARRIS | CN600124820 | RN100210475 | Water treatment system improvements consisting of mixers, agitators, pumps, instrumentation, separators, conservation and emergency vents, hoses, manifold grating, headers, and piping at the Wastewater Treatment Plant, EQ1 tank, and A Tank Farm. | The following property is used 100% for pollution control to meet or exceed federal or state regulations: Water treatment system improvements consisting of mixers, agitators, pumps, instrumentation, separators, conservation and emergency vents, hoses, manifold grating, headers, and piping at the Wastewater Treatment Plant, EQ1 tank, and A Tank Farm. | 2022-04-25 | 5847395 | 100
24478 | T1 | STOLTHAVEN HOUSTON INC | STOLTHAVEN HOUSTON TERMINAL | 15602 JACINTOPORT BLVD | HOUSTON | TX | 77015 | HARRIS | CN600124820 | RN100210475 | Dissolved air flotation unit. | The following property is used 100% for pollution control to meet or exceed federal or state regulations: Dissolved air flotation unit. | 2022-04-25 | 52394 | 100
24479 | T1 | STOLTHAVEN HOUSTON INC | STOLTHAVEN HOUSTON TERMINAL | 15602 JACINTOPORT BLVD # A | HOUSTON | TX | 77015 | HARRIS | CN600124820 | RN100210475 | Flare improvements consisting of fuel gas flow meters and nitrogen jumper lines for the TVFL flare. | The following property is used 100% for pollution control to meet or exceed federal or state regulations: Flare improvements consisting of fuel gas flow meters and nitrogen jumper lines for the TVFL flare. | 2022-04-27 | 24410 | 100
24480 | T1 | TXI OPERATIONS LP | TXI OPERATIONS ROWLETT | Latitude = 32.77, Longitude = -96.78 | Dallas County | TX | 75088 | DALLAS | CN600125157 | RN102740123 | Wheel wash. | The following property is used 100% for pollution control and is installed to meet or exceed federal or state regulations: Wheel wash. | 2022-05-11 | 103001 | 100
24481 | T1 | MARTIN MARIETTA MATERIALS SOUTHWEST LLC | CHRISMAN YARD | 14329 CHRISMAN RD | HOUSTON | TX | 77039 | HARRIS | CN605057868 | RN103728242 | 1992 Ford LT9000 water truck. | The following property is used 100% for pollution control and is installed to meet or exceed federal or state regulations: 1992 Ford LT9000 water truck. | 2022-05-12 | 39800 | 100
24482 | T1 | TXI OPERATIONS LP | TXI DALLAS AGGREGATE TERMINAL | 11139A GOODNIGHT LN | DALLAS | TX | 75229 | DALLAS | CN600125157 | RN102764586 | 2022 International HV607 water truck. | The following property is used 100% for pollution control and is installed to meet or exceed federal or state regulations: 2022 International HV607 water truck. | 2022-04-06 | 142890 | 100
24483 | T1 | MARTIN MARIETTA MATERIALS SOUTHWEST LLC | CORPUS CHRISTI YARD | 230 FLATO RD | CORPUS CHRISTI | TX | 78405 | NUECES | CN605057868 | RN105241673 | 2003 INTL 7400 4K water truck. | The following property is used 100% for pollution control and is installed to meet or exceed federal or state regulations: 2003 INTL 7400 4K water truck. | 2022-05-11 | 12300 | 100
24484 | T1 | MARTIN MARIETTA MATERIALS SOUTHWEST LLC | CORPUS CHRISTI YARD | 230 FLATO RD | CORPUS CHRISTI | TX | 78405 | NUECES | CN605057868 | RN105241673 | 2005 Broce RJ350 sweeper broom. | The following property is used 100% for pollution control to meet or exceed federal or state regulations: 2005 Broce RJ350 sweeper broom. | 2022-06-03 | 8000 | 100
24485 | T1 | STOLTHAVEN HOUSTON INC | STOLTHAVEN HOUSTON TERMINAL | 15602 JACINTOPORT BLVD # A | HOUSTON | TX | 77015 | HARRIS | CN600124820 | RN100210475 | New filters, hoses and scrubbers have been added to the Carbon Adsorption System in order to assist in the reduction of VOC emissions from low pressure storage and direct vapors to the vent flare common vapor recovery system. The Carbon Adsorption System controls the Toluere Diisocyanate TDI vapors before they enter the vent flare common vapor recovery system. The VOC is recovered when the carbon is regenerated however, no financial value is obtainable from this media. A 3rd party replaces the media inside the filters after it is tested for VOC saturation. | NOD response not received | 2022-05-27 | 100831 | 100
24486 | T1 | MARTIN MARIETTA MATERIALS SOUTHWEST LLC | ROSENBERG YARD | 1705 BLUME RD | ROSENBERG | TX | 77471 | FORT BEND | CN605057868 | RN105416085 | Mack DM690 water truck. | The following property is used 100% for pollution control and is installed to meet or exceed federal or state regulations: 2005 Mack DM690 water truck. | 2022-04-11 | 34400 | 100
24487 | T1 | MARTIN MARIETTA MATERIALS SOUTHWEST LLC | GENOA RED BLUFF RECYCLING YARD | 2070 GENOA RED BLUFF RD | HOUSTON | TX | 77034 | HARRIS | CN605057868 | RN105011811 | International water truck 4JK GL. | The following property is used 100% for pollution control to meet or exceed federal or state regulations: International water truck 4JK GL. | 2022-04-18 | 6700 | 100
24488 | T1 | MARTIN MARIETTA MATERIALS SOUTHWEST LLC | TANNER YARD | 10360 TANNER RD | HOUSTON | TX | 77041 | HARRIS | CN605057868 | RN102913233 | 1998 International water truck 4900. | The following property is used 100% for pollution control to meet or exceed federal or state regulations: 1998 International water truck 4900. | 2022-04-11 | 2600 | 100
24489 | T1 | MARTIN MARIETTA MATERIALS SOUTHWEST LLC | WILCREST YARD | 3901 WILCREST HOUSTON TX 77072 | Harris County | TX | 77072 | HARRIS | CN605057868 | RN105620025 | 2000 Sterling 4K gal water truck. | The following property is used 100% for pollution control and is installed to meet or exceed federal or state regulations: 2000 Sterling 4K gal water truck. | 2022-05-12 | 12300 | 100
24490 | T1 | MARTIN MARIETTA MATERIALS SOUTHWEST LLC | SAN LEON YARD | Latitude = 29.469166, Longitude = -94.960833 | Galveston County | TX | 77539 | GALVESTON | CN605057868 | RN107753972 | 2005 Mack DM690 water truck. | The following property is used 100% for pollution control to meet or exceed federal or state regulations: 2005 Mack DM690 water truck. | 2022-04-11 | 34400 | 100
24491 | T1 | MARTIN MARIETTA MATERIALS SOUTHWEST LLC | SCHALKER RECYCLING YARD | 3600 SCHALKER DR | HOUSTON | TX | 77026 | HARRIS | CN605057868 | RN107754327 | 1999 INTL 4K gallon water truck. | The following property is used 100% for pollution control to meet or exceed federal or state regulations: 1999 INTL 4K gallon water truck. | 2022-05-23 | 6900 | 100
24492 | T1 | TXI OPERATIONS LP | FREEWAY RM 8 TXI LAKE JUNE READY MIX | 12900 LAKE JUNE RD | BALCH SPRINGS | TX | 75180 | DALLAS | CN600125157 | RN102455540 | Wheel wash. | The following property is used 100% for pollution control and is installed to meet or exceed federal or state regulations: Wheel wash. | 2022-05-12 | 48365 | 100
24493 | T1 | TXI OPERATIONS LP | TXI WILMER READY MIX | 2221 E BELT LINE RD | WILMER | TX | 75172 | DALLAS | CN600125157 | RN104858451 | Dust collector. | The following property is used 100% for pollution control to meet or exceed federal or state regulations: Dust collector. | 2022-04-18 | 57076 | 100
24494 | T1 | MARTIN MARIETTA MATERIALS INC | BECKMANN QUARRY | 18495 NW MILITARY HWY | SAN ANTONIO | TX | 78257 | BEXAR | CN600134696 | RN102512126 | 2021 Elgin Crosswind 1 sweeper. | The following property is used 100% for pollution control to meet or exceed federal or state regulations: 2021 Elgin Crosswind 1 sweeper. | 2022-05-16 | 298148 | 100
24495 | T1 | MARTIN MARIETTA MATERIALS SOUTHWEST LLC | CHANNELVIEW YARD | 15015 EAST FWY | CHANNELVIEW | TX | 77530 | HARRIS | CN605057868 | RN102742954 | Water truck. | The following property is used 100% for pollution control and is installed to meet or exceed federal or state regulations: 1990 Ford L9000 water truck. | 2022-05-16 | 200000 | 100
24496 | T2 | FREEPORT LNG DEVELOPMENT LP | FREEPORT LNG LIQUEFACTION PLANT | Latitude = 28.926944, Longitude = -95.3175 | Brazoria County | TX | 77541 | BRAZORIA | CN601720345 | RN103196689 | Mercury guard beds 60V11E/F and dust filters 60F11E/F. | The following property is used 100% for pollution control to meet or exceed federal or state regulations: Mercury guard beds 60V11E/F and dust filters 60F11E/F. | 2022-02-18 | 29156858 | 100
24497 | T2 | FREEPORT LNG DEVELOPMENT LP | FREEPORT LNG LIQUEFACTION PLANT | Latitude = 28.926944, Longitude = -95.3175 | Brazoria County | TX | 77541 | BRAZORIA | CN601720345 | RN103196689 | Mercury guard beds 60V11C/D and dust filters 60F11C/D. | The following property is used 100% for pollution control to meet or exceed federal or state regulations: Mercury guard beds 60V11C/D and dust filters 60F11C/D. | 2022-02-18 | 23917892 | 100
24498 | T2 | FREEPORT LNG DEVELOPMENT LP | FREEPORT LNG LIQUEFACTION PLANT | Latitude = 28.926944, Longitude = -95.3175 | Brazoria County | TX | 77541 | BRAZORIA | CN601720345 | RN103196689 | Propane Mercury Guard Beds 17V-57A/B, Propane Mercury Guard Bed After Filters 17F-57A/B, Ethylene Mercury Adsorber 17V-60, and Ethylene Mercury Adsorber After Filter 17F-44. | The following property is used 100% for pollution control to meet or exceed federal or state regulations: Propane Mercury Guard Beds 17V-57A/B, Propane Mercury Guard Bed After Filters 17F-57A/B, Ethylene Mercury Adsorber 17V-60, and Ethylene Mercury Adsorber After Filter 17F-44. | 2022-02-18 | 5047487 | 100
24499 | T1 | TXI OPERATIONS LP | TXI OPERATIONS | 245 WARD RD | MIDLOTHIAN | TX | 76065 | ELLIS | CN600125157 | RN100217199 | Wheel wash. | The following property is used 100% for pollution control to meet or exceed federal or state regulations: Wheel wash. | 2022-05-16 | 30960 | 100
24500 | T1 | TXI OPERATIONS LP | BASTROP 275 | 850 HIGHWAY 71 W | BASTROP | TX | 78602 | BASTROP | CN600125157 | RN102765641 | 132,149.7 square feet of environmental paving on in-plant roads and traffic areas. | The following property is used 100% for pollution control to meet or exceed federal or state regulations: 132,149.7 square feet of environmental paving on in-plant roads and traffic areas. | 2022-06-03 | 126944 | 100
24501 | T1 | VOESTALPINE TEXAS LLC | VOESTALPINE TEXAS | 2800 KAY BAILEY HUTCHISON RD | PORTLAND | TX | 78374 | SAN PATRICIO | CN604261545 | RN106597875 | Street sweepers, vacuum trucks, and water trucks – Truck #1 - 2011 Chevrolet 3500HD; Truck #2 - 2007 Chevrolet 450; Vacuum Truck - Vacall #1 2013 Freightliner Cascadia; Vacuum Truck - Vacall #2 2014 Freightliner Cascadia; Water Truck #1 - 2011 Ford F750; Water Truck #2 - 2011 Ford F750; Water Truck #3 - 2014 International 4300 SBA 4x2; Street Sweeper #1 2016 Peterbilt DST6; and Street Sweeper #2 2017 Peterbilt DST6. | The following property is used 100% for pollution control to meet or exceed federal or state regulations: Street sweepers, vacuum trucks, and water trucks – Truck #1 - 2011 Chevrolet 3500HD; Truck #2 - 2007 Chevrolet 450; Vacuum Truck - Vacall #1 2013 Freightliner Cascadia; Vacuum Truck - Vacall #2 2014 Freightliner Cascadia; Water Truck #1 - 2011 Ford F750; Water Truck #2 - 2011 Ford F750; Water Truck #3 - 2014 International 4300 SBA 4x2; Street Sweeper #1 2016 Peterbilt DST6; and Street Sweeper #2 2017 Peterbilt DST6. | 2022-04-20 | 1332271 | 100
24502 | T1 | VOESTALPINE TEXAS LLC | VOESTALPINE TEXAS | 2800 KAY BAILEY HUTCHISON RD | PORTLAND | TX | 78374 | SAN PATRICIO | CN604261545 | RN106597875 | Hoods and windscreens mounted on conveyors, dry fog system, flue gas afterburner, reformer main flue ejector, and continuous emissions monitor. | The following property is used 100% for pollution control and is installed to meet or exceed federal or state regulations: Hoods and windscreens mounted on conveyors, dry fog system, flue gas afterburner, reformer main flue ejector, and continuous emissions monitor. | 2022-04-20 | 7890000 | 100
24503 | T1 | VOESTALPINE TEXAS LLC | LA QUINTA PLANT | 2800 KAY BAILEY HUTCHISON RD | PORTLAND | TX | 78374 | SAN PATRICIO | CN604261545 | RN106597875 | Dust bosses. | The following property is used 100% for pollution control and is installed to meet or exceed federal or state regulations: Dust bosses. | 2022-04-15 | 1177090 | 100
24504 | T1 | VOESTALPINE TEXAS LLC | VOESTALPINE TEXAS | 2800 KAY BAILEY HUTCHISON RD | PORTLAND | TX | 78374 | SAN PATRICIO | CN604261545 | RN106597875 | Enclosed conveyors and windscreens, top gas scrubber, dry fog unit, flue gas afterburner, reformer main flue ejector, and continuous emissions monitor. | The following property is used 100% for pollution control and is installed to meet or exceed federal or state regulations: Enclosed conveyors and windscreens, top gas scrubber, dry fog unit, flue gas afterburner, reformer main flue ejector, and continuous emissions monitor. | 2022-04-20 | 6947217 | 100
24505 | T3 | VOESTALPINE TEXAS LLC | VOESTALPINE TEXAS | 2800 KAY BAILEY HUTCHISON RD | PORTLAND | TX | 78374 | SAN PATRICIO | CN604261545 | RN106597875 | Charge hopper dust collection system consisting of a slurry tank; bottom seal dedusting collection system consisting of an exhaust fan, cyclone, additional air valve, sump, exhaust stack, ducts, hoods, and valves; and hot briquette dust collection consisting of an exhaust fan, cyclone, additional air valve, sump, exhaust stack, ducts, hoods, and valves. | The following property is used 98.51% for pollution control and is installed to meet or exceed federal or state regulations: Charge hopper dust collection system consisting of a slurry tank; bottom seal dedusting collection system consisting of an exhaust fan, cyclone, additional air valve, sump, exhaust stack, ducts, hoods, and valves; and hot briquette dust collection consisting of an exhaust fan, cyclone, additional air valve, sump, exhaust stack, ducts, hoods, and valves. | 2022-03-08 | 13610985 | 98.51
24506 | T3 | VOESTALPINE TEXAS LLC | VOESTALPINE TEXAS | 2800 KAY BAILEY HUTCHISON RD | PORTLAND | TX | 78374 | SAN PATRICIO | CN604261545 | RN106597875 | Fabric filter baghouses in the following process points: oxide unloading transfer, oxide unloading and product loading, oxide pellet transfer (pre-storage), oxide pellet transfer (post-storage), oxide day bin filling, oxide day bin discharge, oxide day bin off spec, oxide tower transfer, furnace charge hopper loading silos, and charge hopper. | The following property is used 92.09% for pollution control and is installed to meet or exceed federal or state regulations: Fabric filter baghouses in the following process points: oxide unloading transfer, oxide unloading and product loading, oxide pellet transfer (pre-storage), oxide pellet transfer (post-storage), oxide day bin filling, oxide day bin discharge, oxide day bin off spec, oxide tower transfer, furnace charge hopper loading silos, and charge hopper. | 2022-03-08 | 3723040 | 92.09
24507 | T1 | VICTORIA WLE LP | VICTORIA WLE | 1205 BOTTOM ST | VICTORIA | TX | 77901 | VICTORIA | CN602656548 | RN100214980 | Heat recovery steam generator. | The following property is used 65% for pollution control and is installed to meet or exceed federal or state regulations: Heat recovery steam generator. | 2022-02-15 | 28040000 | 65
24508 | T1 | THE PREMCOR REFINING GROUP INC | VALERO PORT ARTHUR REFINERY | 1801 GULFWAY DR | PORT ARTHUR | TX | 77640 | JEFFERSON | CN601420748 | RN102584026 | Wastewater treatment property consisting of bleach tanks and pumps and dewatering boxes. | The following property is used 100% for pollution control to meet or exceed federal or state regulations: Wastewater treatment property consisting of bleach tanks and pumps and dewatering boxes. | 2022-04-15 | 8035569.69 | 100
24509 | T1 | BLUE CUBE OPERATIONS LLC | BLUE CUBE OPERATIONS FREEPORT | 2301 N BRAZOSPORT BLVD | FREEPORT | TX | 77541 | BRAZORIA | CN604930784 | RN108772245 | Two scrubber systems at Chlorine 7 – T-4500 and T-4700. | The following property is used 100% for pollution control and is installed to meet or exceed federal or state regulations: Two scrubber systems at Chlorine 7 – T-4500 and T-4700 and associated piping, vents, and monitoring property. | 2022-04-22 | 10957190 | 100
24510 | T1 | TXI OPERATIONS LP | TXI PORTABLE 916 SN 10532 20 | 0.5 MILE EAST OF THE INTX OF N LANCASTER HUTCHINS RD AND E PLEASANT RUN RD | Dallas County | TX | 75146 | DALLAS | CN600125157 | RN111428884 | Dust collector. | The following property is used 100% for pollution control to meet or exceed federal or state regulations: Dust collector. | 2022-04-18 | 56503 | 100
24511 | T1 | MARTIN MARIETTA MATERIALS SOUTHWEST LLC | PLANT 1 SNPIDTP500A0MG92849 SNPIDTP550K0MH5432 | PORTABLE 1701 CR 147 | Williamson County | TX | 78633 | WILLIAMSON | CN605057868 | RN111428900 | Sterling SC800 Street Sweeper. | The following property is used 100% for pollution control to meet or exceed federal or state regulations: Sterling SC800 Street Sweeper. | 2022-04-18 | 35400 | 100
24512 | T1 | MARTIN MARIETTA MATERIALS SOUTHWEST LLC | PLANT 1 SNPIDTP500A0MG92849 SNPIDTP550K0MH5432 | PORTABLE 1701 CR 147 | Williamson County | TX | 78633 | WILLIAMSON | CN605057868 | RN111428900 | Ford F650 water truck. | The following property is used 100% for pollution control to meet or exceed federal or state regulations: Ford F650 water truck. | 2022-04-18 | 38600 | 100
24513 | T1 | TXI OPERATIONS LP | HELENA WIND PROJECT | FROM TX-72 N & FM 798 INTX IN PAWNEE TX TRAVEL E ON FM 798 APPROX 0.14MI TURN R ONTO FM 673 TRAVELS S APPROX 5.74 MI TURN L ONTO CR 121 TRAVEL E APPROX 3.85 MI TURN R ONTO CR 124 TRVEL S APPROX 0.72 MI ENTRACE ROAD IS ON RIGHT | Bee County | TX | 78102 | BEE | CN600125157 | RN111428967 | Dust collector. | The following property is used 100% for pollution control to meet or exceed federal or state regulations: Dust collector. | 2022-04-18 | 56458 | 100
24514 | T1 | MARTIN MARIETTA MATERIALS SOUTHWEST LLC | STX PORTABLE CRUSHER 2 | 35700 S FM 3250 HILDAGO TX 78542 | Hidalgo County | TX | 78542 | HIDALGO | CN605057868 | RN111429288 | Freightliner water truck. | The following property is used 100% for pollution control to meet or exceed federal or state regulations: Freightliner water truck. | 2022-04-18 | 109173 | 100
24515 | T3 | EXXONMOBIL OIL CORPORATION | EXXONMOBIL OIL BEAUMONT CHEMICAL PLANT | 2775 GULF STATES RD | BEAUMONT | TX | 77701 | JEFFERSON | CN600920748 | RN100542844 | Flare gas recovery system consisting of two liquid gas ejectors, knockout drum, separator drum, two motive water pumps, and two coolers. | The following property is used 96% for pollution control and is installed to meet or exceed federal or state regulations: Flare gas recovery system consisting of two liquid gas ejectors, knockout drum, separator drum, two motive water pumps, and two coolers. | 2022-03-21 | 132616371 | 96
24516 | T1 | INEOS STYROLUTION AMERICA LLC | BAYPORT FACILITY | 12222 PORT RD | PASADENA | TX | 77507 | HARRIS | CN603252479 | RN100542224 | Railcar wash system filters. | The following property is used 100% for pollution control to meet or exceed federal or state regulations: Railcar wash system filters. | 2022-04-29 | 632822 | 100
24517 | T1 | INEOS STYROLUTION AMERICA LLC | BAYPORT FACILITY | 12222 PORT RD | PASADENA | TX | 77507 | HARRIS | CN603252479 | RN100542224 | Dust collection ducting, filters and elutriators on the conveying system, and filters on the jumbo bagging system. | The following property is used 100% for pollution control to meet or exceed federal or state regulations: Dust collection ducting, filters and elutriators on the conveying system, and filters on the jumbo bagging system. | 2022-04-29 | 11765737 | 100
24518 | T1 | INEOS STYROLUTION AMERICA LLC | BAYPORT FACILITY | 12222 PORT RD | PASADENA | TX | 77507 | HARRIS | CN603252479 | RN100542224 | Wastewater pre-treatment system including a filter press and dissolved nitrogen floatation equipment. | The following property is used 100% for pollution control and is installed to meet or exceed federal or state regulations: Wastewater pre-treatment system including a filter press and dissolved nitrogen floatation equipment. | 2022-04-29 | 11468983 | 100
24519 | T1 | INEOS STYROLUTION AMERICA LLC | BAYPORT FACILITY | 12222 PORT RD | PASADENA | TX | 77507 | HARRIS | CN603252479 | RN100542224 | Rubber dryer filters. | The following property is used 100% for pollution control to meet or exceed federal or state regulations: Rubber dryer filters. | 2022-04-18 | 1367767 | 100
24520 | T1 | INEOS STYROLUTION AMERICA LLC | BAYPORT FACILITY | 12222 PORT RD | PASADENA | TX | 77507 | HARRIS | CN603252479 | RN100542224 | Analyzer building for the continuous emissions monitoring system and gas chromatograph. | The following property is used 100% for pollution control and is installed to meet or exceed federal or state regulations: Analyzer building for the continuous emissions monitoring system and gas chromatograph. | 2022-05-02 | 9353747 | 100
24521 | T1 | INEOS STYROLUTION AMERICA LLC | BAYPORT FACILITY | 12222 PORT RD | PASADENA | TX | 77507 | HARRIS | CN603252479 | RN100542224 | Maintenance flare. | The following property is used 100% for pollution control to meet or exceed federal or state regulations: Maintenance flare. | 2022-04-18 | 4622499 | 100
24522 | T1 | INEOS STYROLUTION AMERICA LLC | BAYPORT FACILITY | 12222 PORT RD | PASADENA | TX | 77507 | HARRIS | CN603252479 | RN100542224 | Regenerative thermal oxidizer. | The following property is used 100% for pollution control to meet or exceed federal or state regulations: Regenerative thermal oxidizer. | 2022-04-18 | 50582705 | 100
24523 | T1 | STOLT TANKERS USA INC | STOLT BARGE SERVICES | 16300 DE ZAVALLA RD STE 7 | CHANNELVIEW | TX | 77530 | HARRIS | CN605387703 | RN104267133 | Spill response vacuum system consisting of pumps with hoses and ejectors installed at the A/B Dock. | The following property is used 100% for pollution control to meet or exceed federal or state regulations: Spill response vacuum system consisting of pumps with hoses and ejectors installed at the A/B Dock. | 2022-04-29 | 125783 | 100
24524 | T1 | PTCAA TEXAS LP | FLYING J TRAVEL PLAZA 728 | 1301 HORIZON BLVD | EL PASO | TX | 79928 | EL PASO | CN602677585 | RN100814458 | Overfill alarms; tank top sumps; automatic tank gauging; automatic line leak detectors; liquid fuel sensors installed between the double walls of tanks and pipes to monitor for leaks; the incremental difference in cost between five 20,000-gallon, two 12,000-gallon, and one 15,000-gallon double-walled tanks and comparable single-walled tanks; the incremental difference in cost between double-walled piping and single-walled piping; and the incremental difference in cost between the concrete paving covering the underground tanks and pipes and the other paving at the facility calculated using the difference in cost per square foot. | The following property is used 100% for pollution control to meet or exceed federal or state regulations: Overfill alarms; tank top sumps; automatic tank gauging; automatic line leak detectors; liquid fuel sensors installed between the double walls of tanks and pipes to monitor for leaks; the incremental difference in cost between five 20,000-gallon, two 12,000-gallon, and one 15,000-gallon double-walled tanks and comparable single-walled tanks; the incremental difference in cost between double-walled piping and single-walled piping; and the incremental difference in cost between the concrete paving covering the underground tanks and pipes and the other paving at the facility calculated using the difference in cost per square foot. | 2022-04-19 | 1622675 | 100
24525 | T1 | PILOT TRAVEL CENTERS LLC | PILOT TRAVEL CENTER 375 | 4440 N MCCARTY ST | HOUSTON | TX | 77013 | HARRIS | CN600827554 | RN105298046 | Overfill alarms; tank top sumps; automatic tank gauging; automatic line leak detectors; liquid fuel sensors installed between the double walls of tanks and pipes to monitor for leaks; the incremental difference in cost between five 20,000-gallon double-walled tanks and comparable single-walled tanks; the incremental difference in cost between double-walled piping and single-walled piping; and the incremental difference in cost between the concrete paving covering the underground tanks and pipes and the other paving at the facility calculated using the difference in cost per square foot. | The following property is used 100% for pollution control to meet or exceed federal or state regulations: Overfill alarms; tank top sumps; automatic tank gauging; automatic line leak detectors; liquid fuel sensors installed between the double walls of tanks and pipes to monitor for leaks; the incremental difference in cost between five 20,000-gallon double-walled tanks and comparable single-walled tanks; the incremental difference in cost between double-walled piping and single-walled piping; and the incremental difference in cost between the concrete paving covering the underground tanks and pipes and the other paving at the facility calculated using the difference in cost per square foot. | 2022-04-19 | 1396500 | 100
24526 | T1 | BAKER PETROLITE LLC | BAYPORT PLANT | 13200 BAYPARK RD | PASADENA | TX | 77507 | HARRIS | CN600127195 | RN100223536 | Conservation vents and associated regulators and piping from 119 safety valves at emission point number STOR-FUG to the flare. | The following property is used 100% for pollution control to meet or exceed federal or state regulations: Conservation vents and associated regulators and piping from 119 safety valves at emission point number STOR-FUG to the flare. | 2022-05-20 | 1500000 | 100
24527 | T1 | STOLT-NIELSEN USA INC | STOLT TANK CLEANING FACILITY AND DEPOT | Latitude = 29.75944, Longitude = -95.11278 | Harris County | TX | 77530 | HARRIS | CN602524019 | RN102562063 | 28,560 square feet of containment consisting of reinforced concrete, curbing, and dikes in the ISO container area. | The following property is used 100% for pollution control to meet or exceed federal or state regulations: 28,560 square feet of containment consisting of reinforced concrete, curbing, and dikes in the ISO container area. | 2022-04-28 | 101721 | 100
24528 | T1 | PILOT TRAVEL CENTERS LLC | FLYING J TRAVEL PLAZA 477 | 714 S CENTRAL EXPY | ANNA | TX | 75409 | COLLIN | CN600827554 | RN102262003 | T4 Overfill Alarms An external signaling device attached to the automatic gauging system which signals a spill or overfill in the system. This helps prevent liquid fuels products from entering in the immediate watershed. T10 Double Walled USTs Double walled USTs, in concert with secondary containment measures, are installed to prevent discharges, excursions and other leaks which significantly minimize the potential for liquid fuels and other Pollutants from being introduced into the immediate Watershed and Groundwater Sources T11 Double Walled Piping Double walled piping in concert with secondary containment measures are installed to prevent discharges, excursions and leaks which significantly minimize the potential for liquid fuels from being introduced into the immediate Watershed and Groundwater Sources. T12 Tank Sumps Liquid tight container to contain leaks or spills that involve tank top fittings and equipment. Sumps shall help to contain spills and leaks from being introduced into the immediate Watershed and Groundwater Sources. T15 Concrete Paving over USTs and Fuel Lines Reinforced Concrete Paving placed over a base material and level up course of Ty D Asphalt, ensures a rigid barrier protection to the Underground USTs and Equipment intended to furnish Fuel at the Pumps. Concrete Paving shall protect such USTs and Equipment from rupturing by surface elevations collapsing under excessive weight and prolonged use by vehicular traffic. T20 Automatic Tank Gauging The Tank Gauging Probe and Control Console monitors the possible release of Fuel Products, that if not detected pose a risk of entering into the immediate Watershed and Groundwater Sources. T22 Monitoring of Secondary Equipment Liquid Fuel Sensors installed between the double walled USTs and Double walled piping monitor for possible excursions and leaks in the immediate Watershed and Groundwater Sources. T23 Automatic Line Leak Detectors Installed at each Pump this feature is designed to detect leaks and excursions in the Underground double walled piping, which prevents potential introduction of Fuels into the immediate Watershed and Groundwater Sources | Withdrawn by applicant | 2022-02-18 | 1012100 | 100
24529 | T1 | BASF CORPORATION | BASF BEAUMONT AGRO PLANT | 14385 W PORT ARTHUR RD | BEAUMONT | TX | 77705 | JEFFERSON | CN600124895 | RN100634922 | DMTA emissions control system consisting of a thermal oxidizer, particulate was scrubber, and acid gas scrubber. | NOD response not received | 2022-05-29 | 49227000 | 100
24530 | T1 | PILOT TRAVEL CENTERS LLC | PILOT TRAVEL CENTER 1026 | 1045 S US HIGHWAY 83 | CARRIZO SPRINGS | TX | 78834 | DIMMIT | CN600827554 | RN107957136 | Overfill alarms; tank top sumps; automatic tank gauging; automatic line leak detectors; liquid fuel sensors installed between the double walls of tanks and pipes to monitor for leaks; the incremental difference in cost between three 20,000-gallon, one 25,000-gallon, and one 30,000-gallon double-walled tanks and comparable single-walled tanks; the incremental difference in cost between double-walled piping and single-walled piping; and the incremental difference in cost between the concrete paving covering the underground tanks and pipes and the other paving at the facility calculated using the difference in cost per square foot. | The following property is used 100% for pollution control to meet or exceed federal or state regulations: Overfill alarms; tank top sumps; automatic tank gauging; automatic line leak detectors; liquid fuel sensors installed between the double walls of tanks and pipes to monitor for leaks; the incremental difference in cost between three 20,000-gallon, one 25,000-gallon, and one 30,000-gallon double-walled tanks and comparable single-walled tanks; the incremental difference in cost between double-walled piping and single-walled piping; and the incremental difference in cost between the concrete paving covering the underground tanks and pipes and the other paving at the facility calculated using the difference in cost per square foot. | 2022-04-19 | 1470125 | 100
24531 | T1 | PTCAA TEXAS LP | MIDLAND SFS 1 | 2926 RANKIN HWY | MIDLAND | TX | 79706 | MIDLAND | CN602677585 | RN102245438 | Overfill alarms; tank top sumps; automatic tank gauging; automatic line leak detectors; liquid fuel sensors installed between the double walls of tanks and pipes to monitor for leaks; the incremental difference in cost between four 30,000-gallon double-walled tanks and comparable single-walled tanks; the incremental difference in cost between double-walled piping and single-walled piping; and the incremental difference in cost between the concrete paving covering the underground tanks and pipes and the other paving at the facility calculated using the difference in cost per square foot. | The following property is used 100% for pollution control to meet or exceed federal or state regulations: Overfill alarms; tank top sumps; automatic tank gauging; automatic line leak detectors; liquid fuel sensors installed between the double walls of tanks and pipes to monitor for leaks; the incremental difference in cost between four 30,000-gallon double-walled tanks and comparable single-walled tanks; the incremental difference in cost between double-walled piping and single-walled piping; and the incremental difference in cost between the concrete paving covering the underground tanks and pipes and the other paving at the facility calculated using the difference in cost per square foot. | 2022-04-19 | 1592100 | 100
24532 | T1 | PTCAA TEXAS LP | PILOT TRAVEL CENTER 1033 | 302 E HIGHWAY 158 | MIDLAND | TX | 79701 | MIDLAND | CN602677585 | RN108304445 | Overfill alarms; tank top sumps; automatic tank gauging; automatic line leak detectors; liquid fuel sensors installed between the double walls of tanks and pipes to monitor for leaks; the incremental difference in cost between four 20,000-gallon and one 30,000-gallon double-walled tanks and comparable single-walled tanks; the incremental difference in cost between double-walled piping and single-walled piping; and the incremental difference in cost between the concrete paving covering the underground tanks and pipes and the other paving at the facility calculated using the difference in cost per square foot. | The following property is used 100% for pollution control to meet or exceed federal or state regulations: Overfill alarms; tank top sumps; automatic tank gauging; automatic line leak detectors; liquid fuel sensors installed between the double walls of tanks and pipes to monitor for leaks; the incremental difference in cost between four 20,000-gallon and one 30,000-gallon double-walled tanks and comparable single-walled tanks; the incremental difference in cost between double-walled piping and single-walled piping; and the incremental difference in cost between the concrete paving covering the underground tanks and pipes and the other paving at the facility calculated using the difference in cost per square foot. | 2022-04-19 | 1535125 | 100
24533 | T1 | BAYPORT POLYMERS LLC | BAYPORT POLYMERS | 12212 PORT RD | PASADENA | TX | 77507 | HARRIS | CN605458397 | RN100909373 | The Bay 3 plant produces bimodal High Density Polyethylene and Low Density Polyethylene pellets. Compressed air and fans are used to convey raw materials and finished pellets Various filters are used to control particulate matter entrained in the conveying air before the air is released into the atmosphere. The Solid Additive Blower Guard Filter prevents release of particulate matter during solid additive conveying process. During Carbon Black unloading process conveying air disengages from the pellets and passes through cartridge guard filter F-3742X before discharge to the atmosphere. Compressed air used to convey carbon black pellets to the carbon black bins passes through Carbon Black Master Bin Filters F-3738AX and BX before discharge to the atmosphere. Carbon black pellets are pressure conveyed from the carbon black bins to the carbon black feed bin. The conveying air passes through Carbon Bin Master Batch Feed Bin Filter F-3736X before discharge to the atmosphere. Compressed air used to convey purge pellets to the Purge Pellet Bin passes through Purge Pellet Bin Filter F-3730X before discharge to the atmosphere. The compressed air used to convey the Recycle pellets to the Recycle Pellet Feed Bin passes through the Recycle Pellets Feed Bin Filter F-3728X before discharge to the atmosphere. When a blender silo is being filled or blended, block valve assembly at the top of the silo directs the displaced air/dust to a common blender silo bag filter/receiver F-3861X for particulate removal prior to the air being routed to atmosphere. Extruder Feed Hoppers 1 and 2 are provided with the First Stage Extruder Hopper Filters, F-3716AX and BX, which allow dust free gas to be vented to atmosphere during normal operation. The deheel facility allows inspection of each hopper railcar compartment and vacuum removal of residual pellets to Railcar Waste Pellet Silo T-3882. Conveying air is delivered by the Railcar Waste Pellet Pressure Blower, C-3882X, disengaged in the Railcar Waste Pellet Silo Filter, F-3881X, passed through a filter bag and is discharged to atmosphere. The Elutriator Filters, F-3890AX and F-3890 BX remove the particles from the air stream, and the particles are collected in the conical bottoms of the filters. The filters are discharged to a big bag below the Elutriator Filters. All collected material is sent off site for disposal. This application is for the filters. A table listing each filter is provided as an attachment. | The following property is used 100% for pollution control to meet or exceed federal or state regulations: The Bay 3 plant produces bimodal High Density Polyethylene and Low Density Polyethylene pellets. Compressed air and fans are used to convey raw materials and finished pellets Various filters are used to control particulate matter entrained in the conveying air before the air is released into the atmosphere. The Solid Additive Blower Guard Filter prevents release of particulate matter during solid additive conveying process. During Carbon Black unloading process conveying air disengages from the pellets and passes through cartridge guard filter F-3742X before discharge to the atmosphere. Compressed air used to convey carbon black pellets to the carbon black bins passes through Carbon Black Master Bin Filters F-3738AX and BX before discharge to the atmosphere. Carbon black pellets are pressure conveyed from the carbon black bins to the carbon black feed bin. The conveying air passes through Carbon Bin Master Batch Feed Bin Filter F-3736X before discharge to the atmosphere. Compressed air used to convey purge pellets to the Purge Pellet Bin passes through Purge Pellet Bin Filter F-3730X before discharge to the atmosphere. The compressed air used to convey the Recycle pellets to the Recycle Pellet Feed Bin passes through the Recycle Pellets Feed Bin Filter F-3728X before discharge to the atmosphere. When a blender silo is being filled or blended, block valve assembly at the top of the silo directs the displaced air/dust to a common blender silo bag filter/receiver F-3861X for particulate removal prior to the air being routed to atmosphere. Extruder Feed Hoppers 1 and 2 are provided with the First Stage Extruder Hopper Filters, F-3716AX and BX, which allow dust free gas to be vented to atmosphere during normal operation. The deheel facility allows inspection of each hopper railcar compartment and vacuum removal of residual pellets to Railcar Waste Pellet Silo T-3882. Conveying air is delivered by the Railcar Waste Pellet Pressure Blower, C-3882X, disengaged in the Railcar Waste Pellet Silo Filter, F-3881X, passed through a filter bag and is discharged to atmosphere. The Elutriator Filters, F-3890AX and F-3890 BX remove the particles from the air stream, and the particles are collected in the conical bottoms of the filters. The filters are discharged to a big bag below the Elutriator Filters. All collected material is sent off site for disposal. This application is for the filters. A table listing each filter is provided as an attachment. | 2022-04-29 | 50062210 | 100
24534 | T1 | BAYPORT POLYMERS LLC | BAYPORT POLYMERS | 12212 PORT RD | PASADENA | TX | 77507 | HARRIS | CN605458397 | RN100909373 | Continuous emissions monitors for Bay 3 boilers B-3056AX and B-3056BX. | The following property is used 100% for pollution control to meet or exceed federal or state regulations: The following property is used 100% for pollution control to meet or exceed federal or state regulations: Continuous emissions monitors for Bay 3 boilers B-3056AX and B-3056BX. | 2022-05-02 | 3673920 | 100
24535 | T1 | BAYPORT POLYMERS LLC | BAYPORT POLYMERS | 12212 PORT RD | PASADENA | TX | 77507 | HARRIS | CN605458397 | RN100909373 | Selective catalytic reduction systems consisting of aqueous ammonia storage tank V-3058X, aqueous ammonia pumps P-3058AX and BX, dilution air blowers C-3058AX, BX, CX and DX, ammonia injection air heaters H-3058AX and BX, ammonia injection static mixers A-3058AX and BX, dilution air blower air intake filters F-3058AX, BX, CX and DX, boiler A ammonia injection skid PK-3059A, and boiler B ammonia injection skid PK-3059B. | The following property is used 100% for pollution control to meet or exceed federal or state regulations: Selective catalytic reduction systems consisting of aqueous ammonia storage tank V-3058X, aqueous ammonia pumps P-3058AX and BX, dilution air blowers C-3058AX, BX, CX and DX, ammonia injection air heaters H-3058AX and BX, ammonia injection static mixers A-3058AX and BX, dilution air blower air intake filters F-3058AX, BX, CX and DX, boiler A ammonia injection skid PK-3059A, and boiler B ammonia injection skid PK-3059B. | 2022-04-29 | 3189141 | 100
24536 | T1 | BAYPORT POLYMERS LLC | BAYPORT POLYMERS | 12212 PORT RD | PASADENA | TX | 77507 | HARRIS | CN605458397 | RN100909373 | Wastewater management system consisting of North Oily Water Sump T-3090, South Oily Water Sump T-3091, Wastewater Tank T-3099, Utility Area Wastewater Sump T-3094, Utility Area Wastewater Sump Pumps P-3094A and B, Dry End Wastewater Sump T-3092, Dry End Wastewater Sump Filter F-3092, Dry End Wastewater Sump Pumps P-3092A and B, Railcar Wash Water Sump Pumps P-3886A and B, Flare Drain Sump T-3002, Railcar Wash Water Sump T-3886, Sludge Dewater Sump T-3021, First Flush Sump T-3095, and First Flush Sump Pumps P-3095A and B. | The following property is used 100% for pollution control to meet or exceed federal or state regulations: Wastewater management system consisting of North Oily Water Sump T-3090, South Oily Water Sump T-3091, Wastewater Tank T-3099, Utility Area Wastewater Sump T-3094, Utility Area Wastewater Sump Pumps P-3094A and B, Dry End Wastewater Sump T-3092, Dry End Wastewater Sump Filter F-3092, Dry End Wastewater Sump Pumps P-3092A and B, Railcar Wash Water Sump Pumps P-3886A and B, Flare Drain Sump T-3002, Railcar Wash Water Sump T-3886, Sludge Dewater Sump T-3021, First Flush Sump T-3095, and First Flush Sump Pumps P-3095A and B. | 2022-05-31 | 5247197 | 100
24537 | T1 | TOPAZ GENERATING LLC | TOPAZ GENERATING | Latitude = 29.4263, Longitude = -94.9766 | Galveston County | TX | 77539 | GALVESTON | CN605775907 | RN110696283 | Five monitoring buildings with continuous emission monitoring systems for emission point numbers CT-1, CT-2, CT-3, CT-4, CT-5, CT-6, CT-7, CT-8, CT-9, and CT-10. | The following property is used 100% for pollution control to meet or exceed federal or state regulations: Five monitoring buildings with continuous emission monitoring systems for emission point numbers CT-1, CT-2, CT-3, CT-4, CT-5, CT-6, CT-7, CT-8, CT-9, and CT-10. | 2022-05-23 | 3550672 | 100
24538 | T1 | BAYPORT POLYMERS LLC | BAYPORT POLYMERS | 12212 PORT RD | PASADENA | TX | 77507 | HARRIS | CN605458397 | RN100909373 | Bay 3 thermal oxidizer consisting of a fuel gas skid, combustion air fans, flue gas stack, thermal oxidizer knockout drum, condensate removal pump, interconnecting piping, instrumentation, electrical, controls and interlocking system, burner management system, ladders, platforms, and structural steel. | The following property is used 100% for pollution control to meet or exceed federal or state regulations: Bay 3 thermal oxidizer consisting of a fuel gas skid, combustion air fans, flue gas stack, thermal oxidizer knockout drum, condensate removal pump, interconnecting piping, instrumentation, electrical, controls and interlocking system, burner management system, ladders, platforms, and structural steel. | 2022-05-23 | 22038047 | 100
24539 | T1 | BAYPORT POLYMERS LLC | BAYPORT POLYMERS | 12212 PORT RD | PASADENA | TX | 77507 | HARRIS | CN605458397 | RN100909373 | Ground flare consisting of a ten stage high pressure flare with knockout drum, a low pressure flare with knockout drum, and associated piping and instrumentation. | The following property is used 100% for pollution control to meet or exceed federal or state regulations: Ground flare consisting of a ten stage high pressure flare with knockout drum, a low pressure flare with knockout drum, and associated piping and instrumentation. | 2022-05-06 | 14435711 | 100
24540 | T1 | TOPAZ GENERATING LLC | TOPAZ GENERATING | Latitude = 29.4263, Longitude = -94.9766 | Galveston County | TX | 77539 | GALVESTON | CN605775907 | RN110696283 | 10 selective catalytic reduction systems with associated ammonia tanks, piping, and pumps and exhaust systems and stacks. | The following property is used 100% for pollution control to meet or exceed federal or state regulations: 10 selective catalytic reduction systems with associated ammonia tanks, piping, and pumps and exhaust systems and stacks. | 2022-05-06 | 48044558 | 100
24541 | T1 | PTCAA TEXAS LP | PILOT TRAVEL CENTER 1028 | 2605 W COMMERCE ST | BUFFALO | TX | 75831 | LEON | CN602677585 | RN101667582 | Overfill alarms; tank top sumps; automatic tank gauging; automatic line leak detectors; liquid fuel sensors installed between the double walls of tanks and pipes to monitor for leaks; the incremental difference in cost between three 20,000-gallon, one 25,000-gallon, and one 30,000-gallon double-walled tanks and comparable single-walled tanks; the incremental difference in cost between double-walled piping and single-walled piping; and the incremental difference in cost between the concrete paving covering the underground tanks and pipes and the other paving at the facility calculated using the difference in cost per square foot. | The following property is used 100% for pollution control to meet or exceed federal or state regulations: Overfill alarms; tank top sumps; automatic tank gauging; automatic line leak detectors; liquid fuel sensors installed between the double walls of tanks and pipes to monitor for leaks; the incremental difference in cost between three 20,000-gallon, one 25,000-gallon, and one 30,000-gallon double-walled tanks and comparable single-walled tanks; the incremental difference in cost between double-walled piping and single-walled piping; and the incremental difference in cost between the concrete paving covering the underground tanks and pipes and the other paving at the facility calculated using the difference in cost per square foot. | 2022-04-19 | 1520125 | 100
24542 | T1 | PILOT TRAVEL CENTERS LLC | FLYING J TRAVEL PLAZA 725 | 1876 EAST FWY | BAYTOWN | TX | 77521 | HARRIS | CN600827554 | RN104638721 | Overfill alarms; tank top sumps; automatic tank gauging; automatic line leak detectors; liquid fuel sensors installed between the double walls of tanks and pipes to monitor for leaks; the incremental difference in cost between five 20,000-gallon, one 15,000-gallon, and one 12,000-gallon double-walled tanks and comparable single-walled tanks; the incremental difference in cost between double-walled piping and single-walled piping; and the incremental difference in cost between the concrete paving covering the underground tanks and pipes and the other paving at the facility calculated using the difference in cost per square foot. | The following property is used 100% for pollution control to meet or exceed federal or state regulations: Overfill alarms; tank top sumps; automatic tank gauging; automatic line leak detectors; liquid fuel sensors installed between the double walls of tanks and pipes to monitor for leaks; the incremental difference in cost between five 20,000-gallon, one 15,000-gallon, and one 12,000-gallon double-walled tanks and comparable single-walled tanks; the incremental difference in cost between double-walled piping and single-walled piping; and the incremental difference in cost between the concrete paving covering the underground tanks and pipes and the other paving at the facility calculated using the difference in cost per square foot. | 2022-04-19 | 1991175 | 100
24543 | T1 | PILOT TRAVEL CENTERS LLC | PILOT EXPRESS 1108 | 3211 W TRINITY BLVD | GRAND PRAIRIE | TX | 75050 | DALLAS | CN600827554 | RN109807206 | Overfill alarms; tank top sumps; automatic tank gauging; automatic line leak detectors; liquid fuel sensors installed between the double walls of tanks and pipes to monitor for leaks; the incremental difference in cost between one 30,000-gallon, one 25,000-gallon, and one 20,000-gallon double-walled tanks and comparable single-walled tanks; the incremental difference in cost between double-walled piping and single-walled piping; and the incremental difference in cost between the concrete paving covering the underground tanks and pipes and the other paving at the facility calculated using the difference in cost per square foot. | The following property is used 100% for pollution control to meet or exceed federal or state regulations: Overfill alarms; tank top sumps; automatic tank gauging; automatic line leak detectors; liquid fuel sensors installed between the double walls of tanks and pipes to monitor for leaks; the incremental difference in cost between one 30,000-gallon, one 25,000-gallon, and one 20,000-gallon double-walled tanks and comparable single-walled tanks; the incremental difference in cost between double-walled piping and single-walled piping; and the incremental difference in cost between the concrete paving covering the underground tanks and pipes and the other paving at the facility calculated using the difference in cost per square foot. | 2022-04-19 | 964075 | 100
24544 | T1 | PILOT TRAVEL CENTERS LLC | PILOT TRAVEL CENTER 1001 | 1310 E HIGHWAY 67 | BIG LAKE | TX | 76932 | REAGAN | CN600827554 | RN107097446 | Overfill alarms; tank top sumps; automatic tank gauging; automatic line leak detectors; liquid fuel sensors installed between the double walls of tanks and pipes to monitor for leaks; the incremental difference in cost between four 20,000-gallon and one 25,000-gallon double-walled tanks and comparable single-walled tanks; the incremental difference in cost between double-walled piping and single-walled piping; and the incremental difference in cost between the concrete paving covering the underground tanks and pipes and the other paving at the facility calculated using the difference in cost per square foot. | The following property is used 100% for pollution control to meet or exceed federal or state regulations: Overfill alarms; tank top sumps; automatic tank gauging; automatic line leak detectors; liquid fuel sensors installed between the double walls of tanks and pipes to monitor for leaks; the incremental difference in cost between four 20,000-gallon and one 25,000-gallon double-walled tanks and comparable single-walled tanks; the incremental difference in cost between double-walled piping and single-walled piping; and the incremental difference in cost between the concrete paving covering the underground tanks and pipes and the other paving at the facility calculated using the difference in cost per square foot. | 2022-04-20 | 1405125 | 100
24545 | T1 | CORPUS CHRISTI LIQUEFACTION LLC | CORPUS CHRISTI LIQUEFACTION | 622 HWY 35 | GREGORY | TX | 78359 | SAN PATRICIO | CN604136374 | RN104104716 | Ten sample stations located at the Train 2 Ethylene Accumulator OVHD, Train 2 Feed Gas, Train 2 HP Fuel Gas, Train 2 Lean Amine, Train 2 Lean Amine to S-1202, Train 2 LP Fuel Gas, Train 2 Propane Accumulator OVHD, Train 2 V-1701 Overheads, Train 2 V-1703 OVHD, and Train 2 V-1811 Bottoms. | The following property is used 100% for pollution control to meet or exceed federal or state regulations: Ten sample stations located at the Train 2 Ethylene Accumulator OVHD, Train 2 Feed Gas, Train 2 HP Fuel Gas, Train 2 Lean Amine, Train 2 Lean Amine to S-1202, Train 2 LP Fuel Gas, Train 2 Propane Accumulator OVHD, Train 2 V-1701 Overheads, Train 2 V-1703 OVHD, and Train 2 V-1811 Bottoms. | 2022-05-23 | 1259250 | 100
24546 | T1 | CORPUS CHRISTI LIQUEFACTION LLC | CORPUS CHRISTI LIQUEFACTION | 622 HWY 35 | GREGORY | TX | 78359 | SAN PATRICIO | CN604136374 | RN104104716 | Ten sample stations located in the Train 3 Ethylene Accumulator OVHD, Train 3 Feed Gas, Train 3 HP Fuel Gas, Train 3 Lean Amine, Train 3 Lean Amine to S-1202, Train 3 LP Fuel Gas, Train 3 Propane Accumulator OVHD, Train 3 V-1701 Overheads, Train 3 V-1703 OVHD, and Train 3 V-1811 Bottoms. | The following property is used 100% for pollution control to meet or exceed federal or state regulations: Ten sample stations located in the Train 3 Ethylene Accumulator OVHD, Train 3 Feed Gas, Train 3 HP Fuel Gas, Train 3 Lean Amine, Train 3 Lean Amine to S-1202, Train 3 LP Fuel Gas, Train 3 Propane Accumulator OVHD, Train 3 V-1701 Overheads, Train 3 V-1703 OVHD, and Train 3 V-1811 Bottoms. | 2022-05-23 | 562000 | 100
24547 | T1 | CORPUS CHRISTI LIQUEFACTION LLC | CORPUS CHRISTI LIQUEFACTION | 622 HWY 35 | GREGORY | TX | 78359 | SAN PATRICIO | CN604136374 | RN104104716 | Thermal oxidizer system for Train 3 consisting of thermal oxidizer knockout drum with associated pump, anti-foam injection system, thermal oxidizer, associated piping, flow meter, and gas chromatography system. | The following property is used 100% for pollution control to meet or exceed federal or state regulations: Thermal oxidizer system for Train 3 consisting of thermal oxidizer knockout drum with associated pump, anti-foam injection system, thermal oxidizer, associated piping, flow meter, and gas chromatography system. | 2022-05-23 | 37776550 | 100
24548 | T1 | PILOT TRAVEL CENTERS LLC | PILOT TRAVEL CENTER 1059 | 709 N US HIGHWAY 77 | SCHULENBURG | TX | 78956 | FAYETTE | CN600827554 | RN102398690 | Overfill alarms; tank top sumps; automatic tank gauging; automatic line leak detectors; liquid fuel sensors installed between the double walls of tanks and pipes to monitor for leaks; the incremental difference in cost between one 30,000-gallon, one 25,000-gallon, and three 20,000-gallon double-walled tanks and comparable single-walled tanks; the incremental difference in cost between double-walled piping and single-walled piping; and the incremental difference in cost between the concrete paving covering the underground tanks and pipes and the other paving at the facility calculated using the difference in cost per square foot. | The following property is used 100% for pollution control to meet or exceed federal or state regulations: Overfill alarms; tank top sumps; automatic tank gauging; automatic line leak detectors; liquid fuel sensors installed between the double walls of tanks and pipes to monitor for leaks; the incremental difference in cost between one 30,000-gallon, one 25,000-gallon, and three 20,000-gallon double-walled tanks and comparable single-walled tanks; the incremental difference in cost between double-walled piping and single-walled piping; and the incremental difference in cost between the concrete paving covering the underground tanks and pipes and the other paving at the facility calculated using the difference in cost per square foot. | 2022-04-20 | 1520125 | 100
24549 | T1 | PTCAA TEXAS LP | PILOT TRAVEL CENTER 209 | 501 VAN HORN DR | VAN HORN | TX | 79855 | CULBERSON | CN602677585 | RN101652725 | Overfill alarms; tank top sumps; automatic tank gauging; automatic line leak detectors; liquid fuel sensors installed between the double walls of tanks and pipes to monitor for leaks; the incremental difference in cost between three 20,000-gallon, one 15,000-gallon, and one 12,000-gallon double-walled tanks and comparable single-walled tanks; the incremental difference in cost between double-walled piping and single-walled piping; and the incremental difference in cost between the concrete paving covering the underground tanks and pipes and the other paving at the facility calculated using the difference in cost per square foot. | The following property is used 100% for pollution control to meet or exceed federal or state regulations: Overfill alarms; tank top sumps; automatic tank gauging; automatic line leak detectors; liquid fuel sensors installed between the double walls of tanks and pipes to monitor for leaks; the incremental difference in cost between three 20,000-gallon, one 15,000-gallon, and one 12,000-gallon double-walled tanks and comparable single-walled tanks; the incremental difference in cost between double-walled piping and single-walled piping; and the incremental difference in cost between the concrete paving covering the underground tanks and pipes and the other paving at the facility calculated using the difference in cost per square foot. | 2022-04-20 | 1100150 | 100
24550 | T1 | PILOT TRAVEL CENTERS LLC | FLYING J TRAVEL PLAZA 727 | 1305 E MONTE CRISTO RD | EDINBURG | TX | 78542 | HIDALGO | CN600827554 | RN104590583 | Overfill alarms; tank top sumps; automatic tank gauging; automatic line leak detectors; liquid fuel sensors installed between the double walls of tanks and pipes to monitor for leaks; the incremental difference in cost between five 20,000-gallon and one 12,000-gallon double-walled tanks and comparable single-walled tanks; the incremental difference in cost between double-walled piping and single-walled piping; and the incremental difference in cost between the concrete paving covering the underground tanks and pipes and the other paving at the facility calculated using the difference in cost per square foot. | The following property is used 100% for pollution control to meet or exceed federal or state regulations: Overfill alarms; tank top sumps; automatic tank gauging; automatic line leak detectors; liquid fuel sensors installed between the double walls of tanks and pipes to monitor for leaks; the incremental difference in cost between five 20,000-gallon and one 12,000-gallon double-walled tanks and comparable single-walled tanks; the incremental difference in cost between double-walled piping and single-walled piping; and the incremental difference in cost between the concrete paving covering the underground tanks and pipes and the other paving at the facility calculated using the difference in cost per square foot. | 2022-04-20 | 1383150 | 100
24551 | T1 | GCC PERMIAN LLC | ODESSA CEMENT PLANT | 16501 W MURPHY ST | ODESSA | TX | 79763 | ECTOR | CN605260686 | RN100213305 | Baghouse upgrades. | The following property is used 100% for pollution control to meet or exceed federal or state regulations: Baghouse upgrades. | 2022-05-06 | 190651 | 100
24552 | T1 | GCC PERMIAN LLC | ODESSA CEMENT PLANT | 16501 W MURPHY ST | ODESSA | TX | 79763 | ECTOR | CN605260686 | RN100213305 | SICK analyzer probe at Kiln 2 exhaust. | The following property is used 100% for pollution control to meet or exceed federal or state regulations: SICK analyzer probe at Kiln 2 exhaust. | 2022-05-26 | 26375 | 100
24553 | T1 | GCC PERMIAN LLC | ODESSA CEMENT PLANT | 16501 W MURPHY ST | ODESSA | TX | 79763 | ECTOR | CN605260686 | RN100213305 | Selective non-catalytic reduction system for Kiln 1. | The following property is used 100% for pollution control to meet or exceed federal or state regulations: Selective non-catalytic reduction system for Kiln 1. | 2022-05-26 | 2010278 | 100
24554 | T1 | GCC PERMIAN LLC | ODESSA CEMENT PLANT | 16501 W MURPHY ST | ODESSA | TX | 79763 | ECTOR | CN605260686 | RN100213305 | Lime injection system at Kiln 2. | The following property is used 100% for pollution control to meet or exceed federal or state regulations: Lime injection system at Kiln 2. | 2022-05-26 | 196633 | 100
24555 | T1 | CAPITOL AGGREGATES INC | CAPITOL AGGREGATES CEMENT PLANT | 11551 NACOGDOCHES RD | SAN ANTONIO | TX | 78217 | BEXAR | CN604033142 | RN100211507 | Fourier transform infrared spectroscopy monitoring system for the Dry Kiln Stack. | The following property is used 100% for pollution control to meet or exceed federal or state regulations: Fourier transform infrared spectroscopy monitoring system for the Dry Kiln Stack. | 2022-05-23 | 87849 | 100
24556 | T1 | CAPITOL AGGREGATES INC | CAPITOL AGGREGATES CEMENT PLANT | 11551 NACOGDOCHES RD | SAN ANTONIO | TX | 78217 | BEXAR | CN604033142 | RN100211507 | Finish Mill 9 Stack. | The following property is used 100% for pollution control to meet or exceed federal or state regulations: Finish Mill 9 Stack. | 2022-05-27 | 128832 | 100
24557 | T1 | CAPITOL AGGREGATES INC | CAPITOL AGGREGATES CEMENT PLANT | 11551 NACOGDOCHES RD | SAN ANTONIO | TX | 78217 | BEXAR | CN604033142 | RN100211507 | Dust collection system additions consisting of dust collectors for Finish Mill 9, a new kiln dust bin, a dust collector for the Fringe Bin, and an upgrade to the Cement Packhouse dust collector. | The following property is used 100% for pollution control to meet or exceed federal or state regulations: Dust collection system additions consisting of dust collectors for Finish Mill 9, a new kiln dust bin, a dust collector for the Fringe Bin, and an upgrade to the Cement Packhouse dust collector. | 2022-05-23 | 10873325 | 100
24558 | T1 | PTCAA TEXAS LP | PILOT TRAVEL CENTER 1027 | Latitude = 35.268951, Longitude = -102.416461 | Oldham County | TX | 79092 | OLDHAM | CN602677585 | RN108493909 | Overfill alarms; tank top sumps; automatic tank gauging; automatic line leak detectors; liquid fuel sensors installed between the double walls of tanks and pipes to monitor for leaks; the incremental difference in cost between three 20,000-gallon, one 25,000-gallon, and one 30,000-gallon double-walled tanks and comparable single-walled tanks; the incremental difference in cost between double-walled piping and single-walled piping; and the incremental difference in cost between the concrete paving covering the underground tanks and pipes and the other paving at the facility calculated using the difference in cost per square foot. | The following property is used 100% for pollution control to meet or exceed federal or state regulations: Overfill alarms; tank top sumps; automatic tank gauging; automatic line leak detectors; liquid fuel sensors installed between the double walls of tanks and pipes to monitor for leaks; the incremental difference in cost between three 20,000-gallon, one 25,000-gallon, and one 30,000-gallon double-walled tanks and comparable single-walled tanks; the incremental difference in cost between double-walled piping and single-walled piping; and the incremental difference in cost between the concrete paving covering the underground tanks and pipes and the other paving at the facility calculated using the difference in cost per square foot. | 2022-04-20 | 1355125 | 100
24559 | T1 | PANJWANI ENERGY LLC | CHEVRON FAC 108210 | 11525 NORTHWEST FWY | HOUSTON | TX | 77092 | HARRIS | CN604013359 | RN102480878 | Overfill alarms; tank top sumps; automatic tank gauging; automatic line leak detectors; liquid fuel sensors installed between the double walls of tanks and pipes to monitor for leaks; the incremental difference in cost between one 30,000-gallon and one 20,000-gallon double-walled tanks and comparable single-walled tanks; the incremental difference in cost between double-walled piping and single-walled piping; and the incremental difference in cost between the concrete paving covering the underground tanks and pipes and the other paving at the facility calculated using the difference in cost per square foot. | The following property is used 100% for pollution control to meet or exceed federal or state regulations: Overfill alarms; tank top sumps; automatic tank gauging; automatic line leak detectors; liquid fuel sensors installed between the double walls of tanks and pipes to monitor for leaks; the incremental difference in cost between one 30,000-gallon and one 20,000-gallon double-walled tanks and comparable single-walled tanks; the incremental difference in cost between double-walled piping and single-walled piping; and the incremental difference in cost between the concrete paving covering the underground tanks and pipes and the other paving at the facility calculated using the difference in cost per square foot. | 2022-04-20 | 1061050 | 100
24560 | T1 | PANJWANI ENERGY LLC | STAR STOP 105 | 16271 IMPERIAL VALLEY DR | HOUSTON | TX | 77060 | HARRIS | CN604013359 | RN110731312 | Overfill alarms; tank top sumps; automatic tank gauging; automatic line leak detectors; liquid fuel sensors installed between the double walls of tanks and pipes to monitor for leaks; the incremental difference in cost between one 32,000-gallon and a comparable single-walled tank; the incremental difference in cost between double-walled piping and single-walled piping; and the incremental difference in cost between the concrete paving covering the underground tanks and pipes and the other paving at the facility calculated using the difference in cost per square foot. | The following property is used 100% for pollution control to meet or exceed federal or state regulations: Overfill alarms; tank top sumps; automatic tank gauging; automatic line leak detectors; liquid fuel sensors installed between the double walls of tanks and pipes to monitor for leaks; the incremental difference in cost between one 32,000-gallon and a comparable single-walled tank; the incremental difference in cost between double-walled piping and single-walled piping; and the incremental difference in cost between the concrete paving covering the underground tanks and pipes and the other paving at the facility calculated using the difference in cost per square foot. | 2022-04-27 | 678025 | 100
24561 | T1 | PANJWANI ENERGY LLC | STAR STOP 108 | 2440 N SHEPHERD DR | HOUSTON | TX | 77008 | HARRIS | CN604013359 | RN102312238 | Overfill alarms; tank top sumps; automatic tank gauging; automatic line leak detectors; liquid fuel sensors installed between the double walls of tanks and pipes to monitor for leaks; the incremental difference in cost between two 20,000-gallon tanks and comparable single-walled tanks; the incremental difference in cost between double-walled piping and single-walled piping; and the incremental difference in cost between the concrete paving covering the underground tanks and pipes and the other paving at the facility calculated using the difference in cost per square foot. | The following property is used 100% for pollution control to meet or exceed federal or state regulations: Overfill alarms; tank top sumps; automatic tank gauging; automatic line leak detectors; liquid fuel sensors installed between the double walls of tanks and pipes to monitor for leaks; the incremental difference in cost between two 20,000-gallon tanks and comparable single-walled tanks; the incremental difference in cost between double-walled piping and single-walled piping; and the incremental difference in cost between the concrete paving covering the underground tanks and pipes and the other paving at the facility calculated using the difference in cost per square foot. | 2022-04-20 | 796050 | 100
24562 | T1 | PANJWANI ENERGY LLC | STAR STOP 106 | 451 T C JESTER BLVD | HOUSTON | TX | 77007 | HARRIS | CN604013359 | RN111036109 | Overfill alarms; tank top sumps; automatic tank gauging; automatic line leak detectors; liquid fuel sensors installed between the double walls of tanks and pipes to monitor for leaks; the incremental difference in cost between two 20,000-gallon tanks and comparable single-walled tanks; the incremental difference in cost between double-walled piping and single-walled piping; and the incremental difference in cost between the concrete paving covering the underground tanks and pipes and the other paving at the facility calculated using the difference in cost per square foot. | The following property is used 100% for pollution control to meet or exceed federal or state regulations: Overfill alarms; tank top sumps; automatic tank gauging; automatic line leak detectors; liquid fuel sensors installed between the double walls of tanks and pipes to monitor for leaks; the incremental difference in cost between two 20,000-gallon tanks and comparable single-walled tanks; the incremental difference in cost between double-walled piping and single-walled piping; and the incremental difference in cost between the concrete paving covering the underground tanks and pipes and the other paving at the facility calculated using the difference in cost per square foot. | 2022-04-20 | 796050 | 100
24563 | T1 | PANJWANI ENERGY LLC | STAR STOP 107 | 15640 WOODLAND HILLS DRIVE | HUMBLE | TX | 77346 | HARRIS | CN604013359 | RN111100046 | Overfill alarms; tank top sumps; automatic tank gauging; automatic line leak detectors; liquid fuel sensors installed between the double walls of tanks and pipes to monitor for leaks; the incremental difference in cost between two 20,000-gallon tanks and comparable single-walled tanks; the incremental difference in cost between double-walled piping and single-walled piping; and the incremental difference in cost between the concrete paving covering the underground tanks and pipes and the other paving at the facility calculated using the difference in cost per square foot. | The following property is used 100% for pollution control to meet or exceed federal or state regulations: Overfill alarms; tank top sumps; automatic tank gauging; automatic line leak detectors; liquid fuel sensors installed between the double walls of tanks and pipes to monitor for leaks; the incremental difference in cost between two 20,000-gallon tanks and comparable single-walled tanks; the incremental difference in cost between double-walled piping and single-walled piping; and the incremental difference in cost between the concrete paving covering the underground tanks and pipes and the other paving at the facility calculated using the difference in cost per square foot. | 2022-04-20 | 796050 | 100
24564 | T2 | PLAINS ORYX PERMIAN BASIN PIPELINE LLC | PORTERSVILLE STATION | AT THE INTERSECTION OF COUNTY ROAD 401 AND COLLINS STREET NORTHEAST OF MENTONE, TX. FROM THE INTERSECTION OF COUNTY ROAD 302 AND 402 THE TERMINAL IS WEST OF COUNTY ROAD 302 AND NORTH OF COUNTY ROAD 402. | Loving County | TX | 79754 | LOVING | CN605965797 | RN111456687 | External floating roofs on storage tanks 31000 and 31001. | The following property is used 100% for pollution control to meet or exceed federal or state regulations: External floating roofs on storage tanks 31000 and 31001. | 2022-03-22 | 668124 | 100
24565 | T1 | TEIJIN AUTOMOTIVE TECHNOLOGIES TEXAS LLC | TEIJIN AUTOMOTIVE TECHNOLOGIES TEXAS | 2050 8TH ST | SEGUIN | TX | 78155 | GUADALUPE | CN605648435 | RN110757143 | Paint sludge consolidator system consisting of an aeration system, scraper, sludge chute, dewatering bags, drip pan paint, sludge sump, and associated piping. | The following property is used 100% for pollution control to meet or exceed federal or state regulations: Paint sludge consolidator system consisting of an aeration system, scraper, sludge chute, dewatering bags, drip pan paint, sludge sump, and associated piping. | 2022-06-15 | 884077 | 100
24566 | T1 | TEIJIN AUTOMOTIVE TECHNOLOGIES TEXAS LLC | TEIJIN AUTOMOTIVE TECHNOLOGIES TEXAS | 2050 8TH ST | SEGUIN | TX | 78155 | GUADALUPE | CN605648435 | RN110757143 | Dust collection system consisting of a vacuum motor used to vacuum dust from the drill line and the paint line, ductwork, primary and secondary silos with airlocks, and 55-gallon barrels. | The following property is used 100% for pollution control to meet or exceed federal or state regulations: Dust collection system consisting of a vacuum motor used to vacuum dust from the drill line and the paint line, ductwork, primary and secondary silos with airlocks, and 55-gallon barrels. | 2022-06-15 | 332869 | 100
24567 | T1 | TEIJIN AUTOMOTIVE TECHNOLOGIES TEXAS LLC | TEIJIN AUTOMOTIVE TECHNOLOGIES TEXAS | 2050 8TH ST | SEGUIN | TX | 78155 | GUADALUPE | CN605648435 | RN110757143 | Regenerative thermal oxidizer, spray booth ventilation system, and the associated ductwork. | The following property is used 100% for pollution control to meet or exceed federal or state regulations: Regenerative thermal oxidizer, spray booth ventilation system, and the associated ductwork. | 2022-05-27 | 2044226 | 100
24568 | T2 | CORPUS CHRISTI LIQUEFACTION LLC | CORPUS CHRISTI LIQUEFACTION | 622 HWY 35 | GREGORY | TX | 78359 | SAN PATRICIO | CN604136374 | RN104104716 | Mercury removal beds 23V-1304A and B and mercury recovery after filters 23F-1302A and B. | The following property is used 100% for pollution control to meet or exceed federal or state regulations: Mercury removal beds 23V-1304A and B and mercury recovery after filters 23F-1302A and B. | 2022-04-01 | 14801208 | 100
24569 | T2 | CORPUS CHRISTI LIQUEFACTION LLC | CORPUS CHRISTI LIQUEFACTION | 622 HWY 35 | GREGORY | TX | 78359 | SAN PATRICIO | CN604136374 | RN104104716 | Mercury removal beds 12V-1304A and B and mercury recovery after filters 12F-1302A and B. | The following property is used 100% for pollution control to meet or exceed federal or state regulations: Mercury removal beds 12V-1304A and B and mercury recovery after filters 12F-1302A and B. | 2022-04-01 | 20595975 | 100
24570 | T2 | CORPUS CHRISTI LIQUEFACTION LLC | CORPUS CHRISTI LIQUEFACTION | 622 HWY 35 | GREGORY | TX | 78359 | SAN PATRICIO | CN604136374 | RN104104716 | Mercury removal beds 11V-1304A and B and mercury recovery after filters 11F-1302A and B. | The following property is used 100% for pollution control to meet or exceed federal or state regulations: Mercury removal beds 11V-1304A and B and mercury recovery after filters 11F-1302A and B. | 2022-04-01 | 21117633 | 100
24571 | T1 | PTCAA TEXAS LP | PILOT TRAVEL CENTER 1161 | 3145 METEOR CRATER RD | ODESSA | TX | 79763 | ECTOR | CN602677585 | RN110375334 | Overfill alarms; tank top sumps; automatic tank gauging; automatic line leak detectors; liquid fuel sensors installed between the double walls of tanks and pipes to monitor for leaks; the incremental difference in cost between three 30,000-gallon, one 20,000-gallon, and one 8,000-gallon double-walled tanks and comparable single-walled tanks; the incremental difference in cost between double-walled piping and single-walled piping; and the incremental difference in cost between the concrete paving covering the underground tanks and pipes and the other paving at the facility calculated using the difference in cost per square foot. | The following property is used 100% for pollution control to meet or exceed federal or state regulations: Overfill alarms; tank top sumps; automatic tank gauging; automatic line leak detectors; liquid fuel sensors installed between the double walls of tanks and pipes to monitor for leaks; the incremental difference in cost between three 30,000-gallon, one 20,000-gallon, and one 8,000-gallon double-walled tanks and comparable single-walled tanks; the incremental difference in cost between double-walled piping and single-walled piping; and the incremental difference in cost between the concrete paving covering the underground tanks and pipes and the other paving at the facility calculated using the difference in cost per square foot. | 2022-04-20 | 1320125 | 100
24572 | T1 | PTCAA TEXAS LP | PILOT TRAVEL CENTER 1143 | 4200 W HIGHWAY 302 | ODESSA | TX | 79764 | ECTOR | CN602677585 | RN110661998 | Overfill alarms; tank top sumps; automatic tank gauging; automatic line leak detectors; liquid fuel sensors installed between the double walls of tanks and pipes to monitor for leaks; the incremental difference in cost between three 30,000-gallon, one 20,000-gallon, and one 12,000-gallon double-walled tanks and comparable single-walled tanks; the incremental difference in cost between double-walled piping and single-walled piping; and the incremental difference in cost between the concrete paving covering the underground tanks and pipes and the other paving at the facility calculated using the difference in cost per square foot. | The following property is used 100% for pollution control to meet or exceed federal or state regulations: Overfill alarms; tank top sumps; automatic tank gauging; automatic line leak detectors; liquid fuel sensors installed between the double walls of tanks and pipes to monitor for leaks; the incremental difference in cost between three 30,000-gallon, one 20,000-gallon, and one 12,000-gallon double-walled tanks and comparable single-walled tanks; the incremental difference in cost between double-walled piping and single-walled piping; and the incremental difference in cost between the concrete paving covering the underground tanks and pipes and the other paving at the facility calculated using the difference in cost per square foot. | 2022-04-20 | 1240125 | 100
24573 | T1 | PTCAA TEXAS LP | PILOT TRAVEL CENTER 1147 | 127 W STATE HIGHWAY 302 | KERMIT | TX | 79745 | WINKLER | CN602677585 | RN110369147 | Overfill alarms; tank top sumps; automatic tank gauging; automatic line leak detectors; liquid fuel sensors installed between the double walls of tanks and pipes to monitor for leaks; the incremental difference in cost between three 30,000-gallon, one 20,000-gallon, and one 8,000-gallon double-walled tanks and comparable single-walled tanks; the incremental difference in cost between double-walled piping and single-walled piping; and the incremental difference in cost between the concrete paving covering the underground tanks and pipes and the other paving at the facility calculated using the difference in cost per square foot. | The following property is used 100% for pollution control to meet or exceed federal or state regulations: Overfill alarms; tank top sumps; automatic tank gauging; automatic line leak detectors; liquid fuel sensors installed between the double walls of tanks and pipes to monitor for leaks; the incremental difference in cost between three 30,000-gallon, one 20,000-gallon, and one 8,000-gallon double-walled tanks and comparable single-walled tanks; the incremental difference in cost between double-walled piping and single-walled piping; and the incremental difference in cost between the concrete paving covering the underground tanks and pipes and the other paving at the facility calculated using the difference in cost per square foot. | 2022-04-20 | 1320125 | 100
24574 | T1 | PILOT TRAVEL CENTERS LLC | PILOT TRAVEL CENTER 1146 | 2500 S BICKLEY AVE | PECOS | TX | 79772 | REEVES | CN600827554 | RN106308307 | Overfill alarms; tank top sumps; automatic tank gauging; automatic line leak detectors; liquid fuel sensors installed between the double walls of tanks and pipes to monitor for leaks; the incremental difference in cost between four 20,000-gallon and one 30,000-gallon double-walled tanks and comparable single-walled tanks; the incremental difference in cost between double-walled piping and single-walled piping; and the incremental difference in cost between the concrete paving covering the underground tanks and pipes and the other paving at the facility calculated using the difference in cost per square foot. | The following property is used 100% for pollution control to meet or exceed federal or state regulations: Overfill alarms; tank top sumps; automatic tank gauging; automatic line leak detectors; liquid fuel sensors installed between the double walls of tanks and pipes to monitor for leaks; the incremental difference in cost between four 20,000-gallon and one 30,000-gallon double-walled tanks and comparable single-walled tanks; the incremental difference in cost between double-walled piping and single-walled piping; and the incremental difference in cost between the concrete paving covering the underground tanks and pipes and the other paving at the facility calculated using the difference in cost per square foot. | 2022-04-20 | 1535125 | 100
24575 | T1 | SWARCO | MEXIA PLANT | 900 N DENTON ST | MEXIA | TX | 76667 | LIMESTONE | CN600507867 | RN100828516 | Dust collection system consisting of fifteen dust collectors at silo vents. | The following property is used 100% for pollution control to meet or exceed federal or state regulations: Dust collection system consisting of fifteen dust collectors at silo vents. | 2022-07-05 | 500000 | 100
24576 | T1 | ENF KYLE TECHNOLOGY LLC | ENF SPECIALTY CHEMICALS FACILITY | Latitude = 30.02796, Longitude = -97.86571 | Hays County | TX | 78640 | HAYS | CN605648906 | RN110757937 | Packed bed scrubber at EPN SC-3501. | The following property is used 100% for pollution control to meet or exceed federal or state regulations: Packed bed scrubber at EPN SC-3501. | 2022-06-17 | 618029 | 100
24577 | T1 | ENF KYLE TECHNOLOGY LLC | ENF SPECIALTY CHEMICALS FACILITY | Latitude = 30.02796, Longitude = -97.86571 | Hays County | TX | 78640 | HAYS | CN605648906 | RN110757937 | NH3 Scrubbers 1 and 2, four circulation pumps, an ammonia waste feed pump, sulfuric acid tank and feed pumps, and an exhaust fan. | The following property is used 100% for pollution control to meet or exceed federal or state regulations: NH3 Scrubbers 1 and 2, four circulation pumps, an ammonia waste feed pump, sulfuric acid tank and feed pumps, and an exhaust fan. | 2022-06-17 | 981782 | 100
24578 | T1 | ENF KYLE TECHNOLOGY LLC | ENF SPECIALTY CHEMICALS FACILITY | Latitude = 30.02796, Longitude = -97.86571 | Hays County | TX | 78640 | HAYS | CN605648906 | RN110757937 | ENF Specialty Chemicals manufactures RCU-743 by mixing 2-2-Amino Ethoxy Propionate AEE, ammonium fluoride NH4F, pyrazole, and deionized water in a mixing tank. The production building has a laboratory which used to quality testing. The laboratory is equipped with a scrubber and exhaust system. The scrubber is the Analysis Scrubber which includes two circulation pumps. The laboratory exhaust system includes an exhaust fan. As samples are tested the vent stream from the testing is sent to the scrubber where pollutants are destroyed before venting through the exhaust system. This application includes the analysis scrubber, circulation pumps and the laboratory exhaust system. | Withdrawn by applicant | 2022-08-03 | 319853 | 100
24579 | T1 | ENF KYLE TECHNOLOGY LLC | ENF KYLE TECHNOLOGY | 1550 KOHLERS XING | KYLE | TX | 78640 | HAYS | CN605648906 | RN110946787 | Waste liquid system consisting of three waste chemical tanks, pumps, drains, piping, trenches with covers, sump pit with pump and automatic spill barriers. | The following property is used 100% for pollution control to meet or exceed federal or state regulations: Waste liquid system consisting of three waste chemical tanks, pumps, drains, piping, trenches with covers, sump pit with pump and automatic spill barriers. | 2022-07-05 | 2312765 | 100
24580 | T1 | ENF KYLE TECHNOLOGY LLC | ENF KYLE TECHNOLOGY | 1550 KOHLERS XING | KYLE | TX | 78640 | HAYS | CN605648906 | RN110946787 | Stormwater controls consisting of stormwater drains, pipes, manholes and outfalls. | The following property is used 100% for pollution control to meet or exceed federal or state regulations: Stormwater controls consisting of stormwater drains, pipes, manholes and outfalls. | 2022-07-05 | 1751341 | 100
24581 | T1 | POTAC LLC | POTAC | 6600 UP RIVER RD | CORPUS CHRISTI | TX | 78409 | NUECES | CN604804179 | RN100214188 | The POTAC Tank Farm utilizes Oily Water Separation equipment. This equipment consists of the Oily Water Tank, Piping, and Sump Pumps. The main purpose of the Oil Water Separation Equipment is to separate oil, sludge and other pollutants from the polluted water captured on the facility that enters the tank. This equipment also works in conjunction with the surge relief tank. Once the surge tank is used, the material from the surge tank is moved to the Oily Water Tank. The Oil Water Separator then separates oil from water as well as the solids so they can be pumped out or skimmed away. Once the Oil and other pollutants have been separated from the water in the tank, the pollutants are disposed of or go back into the oil tanks and the water left in the tank gets treated in the waste water facility before it is released. By separating oil, sludge, and other pollutants from the water before it is released to the waste water treatment facility, this keeps pollutants from entering the ground soil, water run off, and nearby ship channel. This Oily Water tank is located near the South East corner of the property and is Tank 213. Please see the attached map to see the location of the Oily Water Tank. | NOD response not received | 2022-07-18 | 590343 | 100
24582 | T1 | POTAC LLC | POTAC | 6600 UP RIVER RD | CORPUS CHRISTI | TX | 78409 | NUECES | CN604804179 | RN100214188 | External floating roofs on Tanks 301 and 302. | The following property is used 100% for pollution control to meet or exceed federal or state regulations: External floating roofs on Tanks 301 and 302. | 2022-07-12 | 11459 | 100
24583 | T1 | POTAC LLC | POTAC | 6600 UP RIVER RD | CORPUS CHRISTI | TX | 78409 | NUECES | CN604804179 | RN100214188 | Marine vapor control system including the dock blower and combustion skid. | The following property is used 100% for pollution control to meet or exceed federal or state regulations: Marine vapor control system including the dock blower and combustion skid. | 2022-06-22 | 4437501 | 100
24584 | T1 | POTAC LLC | POTAC | 6600 UP RIVER RD | CORPUS CHRISTI | TX | 78409 | NUECES | CN604804179 | RN100214188 | Tank overfill protection equipment consisting of alarms and gauging systems on tanks 7001-7010, tanks 301-307, tanks 312-315, tank 189-1, tank 189-2, oily water tank 213, and surge tank 3300. | The following property is used 100% for pollution control to meet or exceed federal or state regulations: Tank overfill protection equipment consisting of alarms and gauging systems on tanks 7001-7010, tanks 301-307, tanks 312-315, tank 189-1, tank 189-2, oily water tank 213, and surge tank 3300. | 2022-06-15 | 1441456 | 100
24585 | T1 | POTAC LLC | POTAC | 6600 UP RIVER RD | CORPUS CHRISTI | TX | 78409 | NUECES | CN604804179 | RN100214188 | Internal floating roofs with primary mechanical shoe seals and secondary seals on Tanks 305, 306, 307, Tanks 7001 through 7010, and Tanks 189-1 and 189-2. | The following property is used 100% for pollution control to meet or exceed federal or state regulations: Internal floating roofs with primary mechanical shoe seals and secondary seals on Tanks 305, 306, 307, Tanks 7001 through 7010, and Tanks 189-1 and 189-2. | 2022-07-20 | 9854155 | 100
24586 | T1 | POTAC LLC | POTAC | 6600 UP RIVER RD | CORPUS CHRISTI | TX | 78409 | NUECES | CN604804179 | RN100214188 | The POTAC tank farm implemented and utilizes the benefits of Cathodic Protection equipment. This equipment is used to provide protection from corrosion from metal tanks and pipes. Rusting pipes and tanks can result in leaks and spills, which would result in pollutants entering the ground soil and water that it comes into contact with. This equipment is located in various places throughout the facility and is highlighted in yellow in the attached documents. | NOD response not received | 2022-08-19 | 445219 | 100
24587 | T1 | PIN OAK TAFT LLC | TAFT TERMINAL | 9855 CR 2004 | TAFT | TX | 78374 | SAN PATRICIO | CN605641299 | RN110740438 | Cathodic protection system for pipelines including ground beds and Mag Stations. | The following property is used 100% for pollution control to meet or exceed federal or state regulations: Cathodic protection system for pipelines including ground beds and Mag Stations. | 2022-07-20 | 38310 | 100
24588 | T1 | PIN OAK TAFT LLC | TAFT TERMINAL | 9855 CR 2004 | TAFT | TX | 78374 | SAN PATRICIO | CN605641299 | RN110740438 | Internal floating roofs with primary mechanical shoe seals and secondary seals on Tanks 500-1 and 500-2. | The following property is used 100% for pollution control to meet or exceed federal or state regulations: Internal floating roofs with primary mechanical shoe seals and secondary seals on Tanks 500-1 and 500-2. | 2022-07-18 | 1354335 | 100
24589 | T1 | PIN OAK TAFT LLC | TAFT TERMINAL | 9855 CR 2004 | TAFT | TX | 78374 | SAN PATRICIO | CN605641299 | RN110740438 | Tank overfill protection equipment consisting of Raptor Radars on Tanks 500-1 and 500-2. | The following property is used 100% for pollution control to meet or exceed federal or state regulations: Tank overfill protection equipment consisting of Raptor Radars on Tanks 500-1 and 500-2. | 2022-07-25 | 39737 | 100
24590 | T1 | MAGELLAN PIPELINE COMPANY LP | HEARNE STATION | 2685 S SAN GABRIEL ST | HEARNE | TX | 77859 | ROBERTSON | CN605367739 | RN100220011 | Coatings consisting of Archo 476 Series two-part epoxy phenolic-novolac linings and cathodic protection on Tanks 1247, 1248, 1249, 1250, 1251, 1252, 1253, 1254, 1255, 1256, 1257, 1258, 1259, 1424, 1470, 2501, 3501, and 3502. | The following property is used 100% for pollution control to meet or exceed federal or state regulations: Coatings consisting of Archo 476 Series two-part epoxy phenolic-novolac linings and cathodic protection on Tanks 1247, 1248, 1249, 1250, 1251, 1252, 1253, 1254, 1255, 1256, 1257, 1258, 1259, 1424, 1470, 2501, 3501, and 3502. | 2022-06-20 | 1646382 | 100
24591 | T2 | MAGELLAN PIPELINE COMPANY LP | HEARNE STATION | 2685 S SAN GABRIEL ST | HEARNE | TX | 77859 | ROBERTSON | CN605367739 | RN100220011 | External floating roofs on Tanks 1249, 1252, 1253, 1254, and 1257. | The following property is used 100% for pollution control to meet or exceed federal or state regulations: External floating roofs on Tanks 1249, 1252, 1253, 1254, and 1257. | 2022-06-21 | 413160 | 100
24592 | T1 | MAGELLAN PIPELINE COMPANY LP | HEARNE STATION | 2685 S SAN GABRIEL ST | HEARNE | TX | 77859 | ROBERTSON | CN605367739 | RN100220011 | Internal floating roofs on Tanks 1247, 1248, 1250, 1251, 1255, 1256, 1258, 1259, 1424, 1470, 2501, 3501, and 3502. | The following property is used 100% for pollution control to meet or exceed federal or state regulations: Internal floating roofs on Tanks 1247, 1248, 1250, 1251, 1255, 1256, 1258, 1259, 1424, 1470, 2501, 3501, and 3502. | 2022-06-21 | 5626467 | 100
24593 | T1 | WATTS HEATING AND HOT WATER SOLUTIONS LLC | WATTS FORT WORTH | 425 W EVERMAN PKWY | FORT WORTH | TX | 76134 | TARRANT | CN600354229 | RN111025847 | Water treatment system consisting of one 10,000-gallon holding/flow equalization tank, two influent feed pumps, two main feed pumps, 700-gallon chrome treatment tank, one 700-gallon neutralization tank, one 360-gallon flocculator tank, 5,069-gallon clarifier, recycle pump, two filter press feed pumps, one five cubic foot filter press with a two cubic foot expansion piece made up of 630 millimeter tall plates with a dump press manager and a collection dumpster underneath, acid drum, sodium bisulfate drum, coagulant drum, caustic drum, neat flocculant drum, one 100-gallon chemical feed tank, liquid polymer feeder, and associated piping, controls, valves and necessary components for proper mounting and operation of the equipment. | The following property is used 100% for pollution control to meet or exceed federal or state regulations: Water treatment system consisting of one 10,000-gallon holding/flow equalization tank, two influent feed pumps, two main feed pumps, 700-gallon chrome treatment tank, one 700-gallon neutralization tank, one 360-gallon flocculator tank, 5,069-gallon clarifier, recycle pump, two filter press feed pumps, one five cubic foot filter press with a two cubic foot expansion piece made up of 630 millimeter tall plates with a dump press manager and a collection dumpster underneath, acid drum, sodium bisulfate drum, coagulant drum, caustic drum, neat flocculant drum, one 100-gallon chemical feed tank, liquid polymer feeder, and associated piping, controls, valves and necessary components for proper mounting and operation of the equipment. | 2022-06-27 | 369375 | 100
24594 | T1 | PIN OAK TAFT LLC | TAFT TERMINAL | 9855 CR 2004 | TAFT | TX | 78374 | SAN PATRICIO | CN605641299 | RN110740438 | Secondary containment consisting of an earthen dike around Tanks 500-1 and 500-2. | The following property is used 100% for pollution control to meet or exceed federal or state regulations: Secondary containment consisting of an earthen dike around Tanks 500-1 and 500-2. | 2022-07-19 | 2569363 | 100
24595 | T1 | POTAC LLC | POTAC | 6600 UP RIVER RD | CORPUS CHRISTI | TX | 78409 | NUECES | CN604804179 | RN100214188 | Secondary containment consisting of earthen and concrete dikes around Tanks 7001 through 7010, 189-1, 189-2, 301, 302, 303, 304, 305, 306, 307, 312, 313, 314, and 315. | The following property is used 100% for pollution control to meet or exceed federal or state regulations: Secondary containment consisting of earthen and concrete dikes around Tanks 7001 through 7010, 189-1, 189-2, 301, 302, 303, 304, 305, 306, 307, 312, 313, 314, and 315. | 2022-07-19 | 4947102 | 100
24596 | T1 | TOPAZ GENERATING LLC | TOPAZ GENERATING | Latitude = 29.4263, Longitude = -94.9766 | Galveston County | TX | 77539 | GALVESTON | CN605775907 | RN110696283 | Wastewater equipment consisting of a sump, lift station, and 0.5 mile long 4-inch pipe from the facility to the Texas City sewer system. | The following property is used 100% for pollution control to meet or exceed federal or state regulations: Wastewater equipment consisting of a sump, lift station, and 0.5 mile long 4-inch pipe from the facility to the Texas City sewer system. | 2022-06-21 | 450000 | 100
24597 | T1 | TOPAZ GENERATING LLC | TOPAZ GENERATING | Latitude = 29.4263, Longitude = -94.9766 | Galveston County | TX | 77539 | GALVESTON | CN605775907 | RN110696283 | The 610 MW TOPAZ Generating Project is a power plant comprised of ten natural gas fired General Electric LM6000 units in simple cycle arrangement. Each unit includes the aeroderivative combustion turbine engine plus generator, SCR, CO catalyst, evaporative cooler, inlet fogger, exhaust system, and other equipment. During construction of the facility two drainage collection ditches were constructed. The ditches run vertically and are parallel to each other. The east ditch out falls to the stormwater pond. The west ditch outfalls to the southwest corner of the facility. The stormwater discharges to Moses Bayou. The stormwater controls were constructed under Stormwater Construction Permit TXR1503CF. The location of the two ditches and ponds is shown on page 26 of the attached SWPPP. The application covers the two drainage collection diches and the pond. | Withdrawn by applicant | 2022-06-20 | 4979873 | 100
24598 | T1 | POTAC LLC | POTAC | 6600 UP RIVER RD | CORPUS CHRISTI | TX | 78409 | NUECES | CN604804179 | RN100214188 | The POTAC facility is equipped with a system of concrete vaults and piping that is designed to route potentially contaminated stormwater to the waste water treatment system instead of allowing it to wash offsite. These vaults contain pumps and various piping components in petroleum liquid service, and have the potential to contain petroleum residue, including residual product or residue from spills. The stormwater that falls within the concrete vaults is routed to a common header, then to waste water tank 213 which is an oily water collection tank. From tank 213, the water is processed in POTACs waste water treatment system under permit WQ0002720000. | NOD response not received | 2022-07-18 | 1989785 | 100
24599 | T1 | PIN OAK TAFT LLC | TAFT TERMINAL | 9855 CR 2004 | TAFT | TX | 78374 | SAN PATRICIO | CN605641299 | RN110740438 | The Taft Terminal is equipped with a small stormwater conveyance system, which includes a concrete containment area and piping that is designed to route contaminated stormwater to oily water tank 920 instead of allowing it to wash offsite. The containment area encloses pumps and various piping components in crude oil service and has the potential to be impacted by crude oil residue from leaks or spills. The stormwater that falls within the containment is routed via an underground pipe to oily water tank 920. Once oily water is inside tank 920, the oil passively separates from the water, and can be skimmed off and returned to a crude oil storage tank. Note that use of this conveyance system is optional, and it would only be used if/when the the concrete containment has visible signs of oil. If there are no visible signs of oil, then stormwater will be released from the the containment to the land surface outside of the containment. See attached map. | NOD response not received | 2022-07-18 | 2138064 | 100
24600 | T1 | CAPITOL AGGREGATES INC | CAPITOL AGGREGATES DELTA MATERIALS | Latitude = 30.653611, Longitude = -98.283055 | Burnet County | TX | 78654 | BURNET | CN604033142 | RN103870226 | 2007 Model 740 Caterpillar water truck. | The following property is used 100% for pollution control to meet or exceed federal or state regulations: 2007 Model 740 Caterpillar water truck. | 2022-06-22 | 429534 | 100
24601 | T1 | CAPITOL AGGREGATES INC | CAPITOL AGGREGATES SOLMS OPERATION | 1026 SOLMS QUERRY RD | NEW BRAUNFELS | TX | 78132 | COMAL | CN604033142 | RN105203939 | 2007 Freightliner water truck and a 2017 Model DT80K Superior Broom sweeper. | The following property is used 100% for pollution control to meet or exceed federal or state regulations: 2007 Freightliner water truck and a 2017 Model DT80K Superior Broom sweeper. | 2022-06-27 | 99533 | 100
24602 | T1 | CAPITOL AGGREGATES INC | CAPITOL AGGREGATES SOLMS OPERATION | 1026 SOLMS QUERRY RD | NEW BRAUNFELS | TX | 78132 | COMAL | CN604033142 | RN105203939 | Dust suppression system consisting of water misters were installed on conveyor heads and tails and other equipment where dust is created. | The following property is used 100% for pollution control to meet or exceed federal or state regulations: Dust suppression system consisting of water misters were installed on conveyor heads and tails and other equipment where dust is created. | 2022-06-15 | 129157 | 100
24603 | T1 | CAPITOL AGGREGATES INC | CAPITOL AGGREGATES SOLMS OPERATION | 1026 SOLMS QUERRY RD | NEW BRAUNFELS | TX | 78132 | COMAL | CN604033142 | RN105203939 | Secondary containment consisting of a 35-foot by 55-foot curbed concrete pad around the aboveground fuel storage tank. | The following property is used 100% for pollution control to meet or exceed federal or state regulations: Secondary containment consisting of a 35-foot by 55-foot curbed concrete pad around the aboveground fuel storage tank. | 2022-06-15 | 33917 | 100
24604 | T1 | CAPITOL AGGREGATES INC | CAPITOL AGGREGATES SOLMS OPERATION | 1026 SOLMS QUERRY RD | NEW BRAUNFELS | TX | 78132 | COMAL | CN604033142 | RN105203939 | Aerobic septic system. | The following property is used 100% for pollution control to meet or exceed federal or state regulations: Aerobic septic system. | 2022-07-05 | 21244 | 100
24605 | T1 | CAPITOL AGGREGATES INC | CAPITOL AGGREGATES SOLMS OPERATION | 1026 SOLMS QUERRY RD | NEW BRAUNFELS | TX | 78132 | COMAL | CN604033142 | RN105203939 | Settling ponds. | The following property is used 100% for pollution control to meet or exceed federal or state regulations: Settling ponds. | 2022-06-28 | 181040 | 100
24606 | T1 | CAPITOL AGGREGATES INC | CAPITOL AGGREGATES SOLMS OPERATION | 1026 SOLMS QUERRY RD | NEW BRAUNFELS | TX | 78132 | COMAL | CN604033142 | RN105203939 | Wheel washer. | The following property is used 100% for pollution control to meet or exceed federal or state regulations: Wheel washer. | 2022-07-12 | 78459 | 100
24607 | T1 | CAPITOL AGGREGATES INC | CAPITOL AGGREGATES DELTA MATERIALS | Latitude = 30.653611, Longitude = -98.283055 | Burnet County | TX | 78654 | BURNET | CN604033142 | RN103870226 | Water misters on conveyor heads and tails and other equipment where dust is created. | The following property is used 100% for pollution control to meet or exceed federal or state regulations: Water misters on conveyor heads and tails and other equipment where dust is created. | 2022-07-05 | 101428 | 100
24608 | T1 | PILOT TRAVEL CENTERS LLC | PILOT TRAVEL CENTER 1227 | 164 FM 1927 | PYOTE | TX | 79777 | WARD | CN600827554 | RN110851375 | Overfill alarms; tank top sumps; automatic tank gauging; automatic line leak detectors; liquid fuel sensors installed between the double walls of tanks and pipes to monitor for leaks; the incremental difference in cost between two 20,000-gallon and two 30,000-gallon double-walled tanks and comparable single-walled tanks; the incremental difference in cost between double-walled piping and single-walled piping; and the incremental difference in cost between the concrete paving covering the underground tanks and pipes and the other paving at the facility calculated using the difference in cost per square foot. | The following property is used 100% for pollution control to meet or exceed federal or state regulations: Overfill alarms; tank top sumps; automatic tank gauging; automatic line leak detectors; liquid fuel sensors installed between the double walls of tanks and pipes to monitor for leaks; the incremental difference in cost between two 20,000-gallon and two 30,000-gallon double-walled tanks and comparable single-walled tanks; the incremental difference in cost between double-walled piping and single-walled piping; and the incremental difference in cost between the concrete paving covering the underground tanks and pipes and the other paving at the facility calculated using the difference in cost per square foot. | 2022-07-12 | 1302100 | 100
24609 | T1 | PTCAA TEXAS LP | PILOT TRAVEL CENTER 1003 | 2301 AVENUE F NW | CHILDRESS | TX | 79201 | CHILDRESS | CN602677585 | RN107412942 | Overfill alarms; tank top sumps; automatic tank gauging; automatic line leak detectors; liquid fuel sensors installed between the double walls of tanks and pipes to monitor for leaks; the incremental difference in cost between three 20,000-gallon, one 25,000-gallon, and one 30,000-gallon double-walled tanks and comparable single-walled tanks; the incremental difference in cost between double-walled piping and single-walled piping; and the incremental difference in cost between the concrete paving covering the underground tanks and pipes and the other paving at the facility calculated using the difference in cost per square foot. | The following property is used 100% for pollution control to meet or exceed federal or state regulations: Overfill alarms; tank top sumps; automatic tank gauging; automatic line leak detectors; liquid fuel sensors installed between the double walls of tanks and pipes to monitor for leaks; the incremental difference in cost between three 20,000-gallon, one 25,000-gallon, and one 30,000-gallon double-walled tanks and comparable single-walled tanks; the incremental difference in cost between double-walled piping and single-walled piping; and the incremental difference in cost between the concrete paving covering the underground tanks and pipes and the other paving at the facility calculated using the difference in cost per square foot. | 2022-07-05 | 1355125 | 100
24610 | T1 | PTCAA TEXAS LP | PILOT TRAVEL CENTER 157 | 1200 S HILLCREST DR | SULPHUR SPRINGS | TX | 75482 | HOPKINS | CN602677585 | RN101883395 | Overfill alarms; tank top sumps; automatic tank gauging; automatic line leak detectors; liquid fuel sensors installed between the double walls of tanks and pipes to monitor for leaks; the incremental difference in cost between three 20,000-gallon, one 15,000-gallon, and one 12,000-gallon double-walled tanks and comparable single-walled tanks; the incremental difference in cost between double-walled piping and single-walled piping; and the incremental difference in cost between the concrete paving covering the underground tanks and pipes and the other paving at the facility calculated using the difference in cost per square foot. | The following property is used 100% for pollution control to meet or exceed federal or state regulations: Overfill alarms; tank top sumps; automatic tank gauging; automatic line leak detectors; liquid fuel sensors installed between the double walls of tanks and pipes to monitor for leaks; the incremental difference in cost between three 20,000-gallon, one 15,000-gallon, and one 12,000-gallon double-walled tanks and comparable single-walled tanks; the incremental difference in cost between double-walled piping and single-walled piping; and the incremental difference in cost between the concrete paving covering the underground tanks and pipes and the other paving at the facility calculated using the difference in cost per square foot. | 2022-07-05 | 1010125 | 100
24611 | T2 | FREEPORT LNG DEVELOPMENT LP | FREEPORT LNG PRETREATMENT FACILITY | Latitude = 28.9791, Longitude = -95.3069 | Brazoria County | TX | 77541 | BRAZORIA | CN601720345 | RN106481500 | Freeport LNG is a liquefied natural gas export facility located in Freeport Texas. Waste heat in the hot gas turbine exhaust is recovered in GT Waste Heat Recovery Unit 65E-80 by heating the heating medium. The heating medium is Dowtherm Q which is used as a heat source in the Amine Reboilers, the Regeneration Gas Heaters, the Debutanizer Reboilers, and the Deethanizer Reboilers. The Heating Medium System is used to recover waste heat from the GTG using a heating medium as the heat sink. A set of fired heaters, Heating Medium Fired Heaters HMFH 65B-81 A-E, are used as a backup heater for the heating medium in case the GTG 65GTG-80 is out of service. The heating medium is a common heat source to all three PTF process units. The heating medium is then used as a heat source in the Amine Reboilers, Regeneration Gas Heaters, Debutanizer Reboilers, and Deethanizer Reboilers. The Heating Medium Fired Heaters have emission limits and heating limits established in Air Permit 104840. Use of the GT Waste Heat Recovery Unit reduces the need to operate the HMFHs thereby reducing emissions generated by the HMFHs. This prevents exceedance of permit emission limits. | NOD response not received | 2022-05-23 | 55572242 | 100
24612 | T1 | CHENIERE CORPUS CHRISTI PIPELINE LP | SINTON COMPRESSOR STATION | PROCEED N ON N VINEYARD AVE HIGHWAY 77 STARTING AT THE INTERSECTION OF HIGHWAY 188 AND N VINEYARD AVE HIGHWAY 77 IN SINTON FOR APPROXIMATELY 3.7 MI TURN L ONTO A PRIVATE PAVED RD THEN PROCEED NW FOR APPROXIMATELY 1.2 MI COMPRESSOR STATION WILL BE ON THE L | San Patricio County | TX | 78387 | SAN PATRICIO | CN604135889 | RN106505720 | Pipeline coating and cathodic protection on a 1.3 mile section of 36-inch pipeline in San Patricio County | The following property is used 100% for pollution control to meet or exceed federal or state regulations: Pipeline coating and cathodic protection on a 1.3 mile section of 36-inch pipeline in San Patricio County | 2022-06-27 | 176348 | 100
24613 | T1 | CHENIERE CORPUS CHRISTI PIPELINE LP | SINTON COMPRESSOR STATION | PROCEED N ON N VINEYARD AVE HIGHWAY 77 STARTING AT THE INTERSECTION OF HIGHWAY 188 AND N VINEYARD AVE HIGHWAY 77 IN SINTON FOR APPROXIMATELY 3.7 MI TURN L ONTO A PRIVATE PAVED RD THEN PROCEED NW FOR APPROXIMATELY 1.2 MI COMPRESSOR STATION WILL BE ON THE L | San Patricio County | TX | 78387 | SAN PATRICIO | CN604135889 | RN106505720 | Two remote controlled block valves. | The following property is used 100% for pollution control to meet or exceed federal or state regulations: Two remote controlled block valves. | 2022-04-08 15:41 | 820000 | 100
24614 | T1 | CHENIERE CORPUS CHRISTI PIPELINE LP | SINTON COMPRESSOR STATION | PROCEED N ON N VINEYARD AVE HIGHWAY 77 STARTING AT THE INTERSECTION OF HIGHWAY 188 AND N VINEYARD AVE HIGHWAY 77 IN SINTON FOR APPROXIMATELY 3.7 MI TURN L ONTO A PRIVATE PAVED RD THEN PROCEED NW FOR APPROXIMATELY 1.2 MI COMPRESSOR STATION WILL BE ON THE L | San Patricio County | TX | 78387 | SAN PATRICIO | CN604135889 | RN106505720 | Nondestructive pipeline testing expenditures – Radiography | The following property is used 100% for pollution control to meet or exceed federal or state regulations: The following property is used 100% for pollution control to meet or exceed federal or state regulations: Nondestructive pipeline testing expenditures – Radiography | 2022-08-08 | 750000 | 100
24615 | T1 | CHENIERE CORPUS CHRISTI PIPELINE LP | SINTON COMPRESSOR STATION | PROCEED N ON N VINEYARD AVE HIGHWAY 77 STARTING AT THE INTERSECTION OF HIGHWAY 188 AND N VINEYARD AVE HIGHWAY 77 IN SINTON FOR APPROXIMATELY 3.7 MI TURN L ONTO A PRIVATE PAVED RD THEN PROCEED NW FOR APPROXIMATELY 1.2 MI COMPRESSOR STATION WILL BE ON THE L | San Patricio County | TX | 78387 | SAN PATRICIO | CN604135889 | RN106505720 | The Cheniere Corpus Christi Pipeline and the Sinton Compressor Station are used to transport natural gas to the Cheniere Corpus Christi Liquefaction facility. Natural gas is transported to the Sinton Compressor Station where it is recompressed and transmitted to Corpus Christi Liquefaction. When Train 3 opened at CCL a debottlenecking project was completed for Sinton Station. Part of this project included the construction of a new 36 inch 1.3 mile lateral pipeline between Transco Meter Station and Sinton Compressor Station. Pipeline Inspection Gauge technology is used to detect breach and wear in a pipeline. PIGs use magnetic flux leakage technology to detect corrosion and pitting in the pipeline. The inspection and evaluation data collected by the PIG is used to produce a potential leakage map for the pipeline. By evaluating the data for defects, the pipeline can be repaired before any environmental impact can occur. The PIG is introduced to the pipeline in the PIG Launcher and Receiver known as the pig trap. The PIG is placed in the Launcher and launched. It travels through the pipeline to the Receiver. A new permanent PIG Launcher and Receiver was installed for the new lateral pipeline. | Withdrawn by applicant | 2022-06-27 | 380000 | 100
24617 | T1 | PW GILLIBRAND OF TEXAS INC | BRADY PLANT | 1000 OGLEBAY NORTON DR | BRADY | TX | 76825 | MCCULLOCH | CN605641059 | RN102612900 | Dust collectors for silo and conveyor. | The following property is used 100% for pollution control to meet or exceed federal or state regulations: Dust collectors for silo and conveyor. | 2022-07-05 | 279488 | 100
24618 | T1 | HAILIANG COPPER TEXAS INC | FIVE STAR PROPERTIES SEALY | Latitude = 29.764166, Longitude = -96.216111 | Austin County | TX | 77474 | AUSTIN | CN605607233 | RN102411352 | Wastewater treatment and high-pressure reverse osmosis facility. | NOD response not received | 2022-08-04 | 166427 | 100
24619 | T1 | HAILIANG COPPER TEXAS INC | FIVE STAR PROPERTIES SEALY | Latitude = 29.764166, Longitude = -96.216111 | Austin County | TX | 77474 | AUSTIN | CN605607233 | RN102411352 | Baghouse. | NOD response not received | 2022-08-04 | 360000 | 100
24620 | T2 | CORPUS CHRISTI LIQUEFACTION LLC | CORPUS CHRISTI LIQUEFACTION | 622 HWY 35 | GREGORY | TX | 78359 | SAN PATRICIO | CN604136374 | RN104104716 | The Hot Oil System is a closed loop circulation system provided to service the process heating requirements of the LNG Train 2. The system consists of Hot Oil Surge Drums 23V-3401, Hot Oil Pumps 23P-3401 A, B, and C, Waste Heat Recovery Units 23WHR-3411 and 21, waste heat recovery section in the Thermal Oxidizers, Hot Oil Train Cooler 23E-3401, Hot Oil Sump Drum 23V-3402, Hot Oil Sump Pump 23P-3403, Hot Oil Filter 23F-3401, and Hot Oil Sump Filter 23F-3402. Therminol 55 is the heat transfer fluid. The hot oil users are the Feed Gas Heater 23E-1102, Regenerator Reboilers 23E-1204 A and B, Debutanizer Reboiler 23E-1702, Stabilizer Reboiler 23E-1819, Pentane Heater 23E-2206, and the Fuel Gas Heater 23E-2201. Each hot oil system is dedicated to a single liquefaction train. The hot oil circulates through the waste heat recovery coils. These coils are located in the exhaust ducts of the Train 3 ethylene refrigeration compressor turbine driver and the Thermal Oxidizer. A set of dampers in the ducts divert the exhaust gas flow between the heat recovery coils and a bypass stack. Regeneration gas is also heated in the Waste Heat Recovery Units. The alternative to using the Waste Heat Recovery Units would be the installation of boilers to generate steam for heating purposes. Combustion of fuel in the boilers would result in the emission of various criteria air pollutants and greenhouse gases including NOx, CO, SO2, Lead, PM, CO2, N2O, Methane, and VOCs. Use of the WHRUs prevents the creation and emission of criteria air pollutants. The Waste Heat Recovery Unit does not produce a marketable product. It was installed for the purpose of reducing emissions from the liquefaction process. The pollution control equipment on this application is the Waste Heat Recovery Units for Train 1 which are unit numbers 23WHR-3411 and 23WHR-3421. | Withdrawn by applicant | 2022-06-20 | 58149356 | 100
24621 | T2 | CORPUS CHRISTI LIQUEFACTION LLC | CORPUS CHRISTI LIQUEFACTION | 622 HWY 35 | GREGORY | TX | 78359 | SAN PATRICIO | CN604136374 | RN104104716 | The Hot Oil System is a closed loop circulation system provided to service the process heating requirements of the LNG Train 2. The system consists of Hot Oil Surge Drums 12V-3401, Hot Oil Pumps 12P-3401 A, B, and C, Waste Heat Recovery Units 12WHR-3411 and 21, waste heat recovery section in the Thermal Oxidizers, Hot Oil Train Cooler 12E-3401, Hot Oil Sump Drum 12V-3402, Hot Oil Sump Pump 12P-3403, Hot Oil Filter 12F-3401, and Hot Oil Sump Filter 12F-3402. Therminol 55 is the heat transfer fluid. The hot oil users are the Feed Gas Heater 12E-1102, Regenerator Reboilers 12E-1204 A and B, Debutanizer Reboiler 12E-1702, Stabilizer Reboiler 12E-1819, Pentane Heater 12E-2206, and the Fuel Gas Heater 12E-2201. Each hot oil system is dedicated to a single liquefaction train. The hot oil circulates through the waste heat recovery coils. These coils are located in the exhaust ducts of the Train 2 ethylene refrigeration compressor turbine driver and the Thermal Oxidizer. A set of dampers in the ducts divert the exhaust gas flow between the heat recovery coils and a bypass stack. Regeneration gas is also heated in the Waste Heat Recovery Units. The alternative to using the Waste Heat Recovery Units would be the installation of boilers to generate steam for heating purposes. Combustion of fuel in the boilers would result in the emission of various criteria air pollutants and greenhouse gases including NOx, CO, SO2, Lead, PM, CO2, N2O, Methane, and VOCs. Use of the WHRUs prevents the creation and emission of criteria air pollutants. The Waste Heat Recovery Unit does not produce a marketable product. It was installed for the purpose of reducing emissions from the liquefaction process. The pollution control equipment on this application is the Waste Heat Recovery Units for Train 2 which are unit numbers 12WHR-3411 and 12WHR-3421. | Withdrawn by applicant | 2022-06-20 | 90859713 | 100
24622 | T2 | CORPUS CHRISTI LIQUEFACTION LLC | CORPUS CHRISTI LIQUEFACTION | 622 HWY 35 | GREGORY | TX | 78359 | SAN PATRICIO | CN604136374 | RN104104716 | The Hot Oil System is a closed loop circulation system provided to service the process heating requirements of the LNG Train 1. The system consists of Hot Oil Surge Drums 11V-3401, Hot Oil Pumps 11P-3401 A, B, and C, Waste Heat Recovery Units 11WHR-3411 and 21, waste heat recovery section in the Thermal Oxidizers, Hot Oil Train Cooler 11E-3401, Hot Oil Sump Drum 11V-3402, Hot Oil Sump Pump 11P-3403, Hot Oil Filter 11F-3401, and Hot Oil Sump Filter 11F-3402. Therminol 55 is the heat transfer fluid. The hot oil users are the Feed Gas Heater 11E-1102, Regenerator Reboilers 11E-1204 A and B, Debutanizer Reboiler 11E-1702, Stabilizer Reboiler 11E-1819, Pentane Heater 11E-2206, and the Fuel Gas Heater 11E-2201. Each hot oil system is dedicated to a single liquefaction train. The hot oil circulates through the waste heat recovery coils. These coils are located in the exhaust ducts of the Train 1 ethylene refrigeration compressor turbine driver and the Thermal Oxidizer. A set of dampers in the ducts divert the exhaust gas flow between the heat recovery coils and a bypass stack. Regeneration gas is also heated in the Waste Heat Recovery Units. The alternative to using the Waste Heat Recovery Units would be the installation of boilers to generate steam for heating purposes. Combustion of fuel in the boilers would result in the emission of various criteria air pollutants and greenhouse gases including NOx, CO, SO2, Lead, PM, CO2, N2O, Methane, and VOCs. Use of the WHRUs prevents the creation and emission of criteria air pollutants. The Waste Heat Recovery Unit does not produce a marketable product. It was installed for the purpose of reducing emissions from the liquefaction process. The pollution control equipment on this application is the Waste Heat Recovery Units for Train 1 which are unit numbers 11WHR-3411 and 11WHR-3421. | Withdrawn by applicant | 2022-06-20 | 93094432 | 100
24623 | T1 | VOPAK MODA HOUSTON LLC | VMH INLAND TERMINAL | 6601 STATE HIGHWAY 225 | DEER PARK | TX | 77536 | HARRIS | CN604309617 | RN111399580 | Water discharge and stormwater drainage collection system consisting of culverts, outfall gate, vegetated drainage canals, ditches, grading and piping. | The following property is used 100% for pollution control to meet or exceed federal or state regulations: Water discharge and stormwater drainage collection system consisting of culverts, outfall gate, vegetated drainage canals, ditches, grading and piping. | 2022-08-08 | 1060000 | 100
24624 | T1 | VICTORIA PORT POWER II LLC | VICTORIA PORT II PEAKING FACILITY | 2695 OLD BLOOMINGTON RD N | VICTORIA | TX | 77905 | VICTORIA | CN605568807 | RN110451648 | SCR Catalyst System | The following property is used 100% for pollution control and is installed to meet or exceed federal or state regulations: SCR system. | 2022-07-05 | 5000000 | 100
24625 | T1 | TRIDENT PROCESS SYSTEMS LLC | TRIDENT PROCESS SYSTEMS GAINESVILLE | 2300 N INTERSTATE 35 | GAINESVILLE | TX | 76240 | COOKE | CN604810978 | RN108318247 | Dust control system consisting of a paint shop building, two roof mounted air handlers, containment collectors, duct collectors, paint dust collector system with filters and blower, ductwork, filter cleaning system, discharge mechanism, dust receptacle rolling cart, and dust removal system. | The following property is used 100% for pollution control and is installed to meet or exceed federal or state regulations: Dust control system consisting of a paint shop building, two roof mounted air handlers, containment collectors, duct collectors, paint dust collector system with filters and blower, ductwork, filter cleaning system, discharge mechanism, dust receptacle rolling cart, and dust removal system. | 2022-07-11 | 209069 | 100
24626 | T1 | STRUCTURAL METALS INC | SMI TEXAS | Latitude = 29.575555, Longitude = -98.0325 | Guadalupe County | TX | 78155 | GUADALUPE | CN600129001 | RN102413689 | A 2004 Tennant Sweeper 800D, a 2019 Tennant 800 Sweeper, a 2020 Tymco DST-6 Street Sweeper, and a 2014 Freightliner 4000 Gal Water Truck. | The following property is used 100% for pollution control and is installed to meet or exceed federal or state regulations: A 2004 Tennant Sweeper 800D, a 2019 Tennant 800 Sweeper, a 2020 Tymco DST-6 Street Sweeper, and a 2014 Freightliner 4000 Gal Water Truck. | 2022-07-11 | 601859 | 100
24627 | T1 | KIRBY INLAND MARINE LP | KIRBY INLAND MARINE CHANNELVIEW OPERATIONS | 16538 DE ZAVALLA RD | CHANNELVIEW | TX | 77530 | HARRIS | CN600611206 | RN104352265 | The incremental cost difference between a single-hulled barge and a double-hulled barge, perimeter deck spill rails, high level overflow alarms, and closed gauging on barges XXXXX. | NOD response not received | 2022-08-05 | 2689200 | 100
24628 | T1 | KIRBY INLAND MARINE LP | KIRBY INLAND MARINE CHANNELVIEW OPERATIONS | 16538 DE ZAVALLA RD | CHANNELVIEW | TX | 77530 | HARRIS | CN600611206 | RN104352265 | Vapor control system on barges XXXXX. | NOD response not received | 2022-08-05 | 448200 | 100
24629 | T1 | PILOT TRAVEL CENTERS LLC | FLYING J TRAVEL PLAZA 725 | 1876 EAST FWY | BAYTOWN | TX | 77521 | HARRIS | CN600827554 | RN104638721 | Overfill alarms; tank top sumps; automatic tank gauging; automatic line leak detectors; liquid fuel sensors installed between the double walls of tanks and pipes to monitor for leaks; the incremental difference in cost between five 20,000-gallon, one 15,000-gallon, and one 12,000-gallon double-walled tanks and comparable single-walled tanks; the incremental difference in cost between double-walled piping and single-walled piping; and the incremental difference in cost between the concrete paving covering the underground tanks and pipes and the other paving at the facility calculated using the difference in cost per square foot. | The following property is used 100% for pollution control to meet or exceed federal or state regulations: Overfill alarms; tank top sumps; automatic tank gauging; automatic line leak detectors; liquid fuel sensors installed between the double walls of tanks and pipes to monitor for leaks; the incremental difference in cost between five 20,000-gallon, one 15,000-gallon, and one 12,000-gallon double-walled tanks and comparable single-walled tanks; the incremental difference in cost between double-walled piping and single-walled piping; and the incremental difference in cost between the concrete paving covering the underground tanks and pipes and the other paving at the facility calculated using the difference in cost per square foot. | 2022-07-05 | 1821175 | 100
24630 | T1 | SAN MIGUEL ELECTRIC COOPERATIVE INC | SAN MIGUEL ELECTRIC PLANT | 6200 FM 3387 | Atascosa County | TX | 78026 | ATASCOSA | CN600132278 | RN100226539 | installation of a two-feet thick compacted clay and 60-mil HDPE liner in the ash ponds and a divider berm in the south ash pond. | NOD response not received | 2022-05-27 | 4954628.13 | 100
24631 | T1 | ETHICON INC | ETHICON SAN ANGELO PLANT | 3348 PULLIAM ST | SAN ANGELO | TX | 76905 | TOM GREEN | CN600349096 | RN101649804 | Two ethylene oxide abatement systems including catalyst beds, balancers, and stripper columns. | The following property is used 100% for pollution control to meet or exceed federal or state regulations: Two ethylene oxide abatement systems including catalyst beds, balancers, and stripper columns. | 2022-08-01 | 14900000 | 100
24632 | T1 | PTCAA TEXAS LP | PILOT TRAVEL CENTER 553 | 2571 N FRONT ST | FORT STOCKTON | TX | 79735 | PECOS | CN602677585 | RN111490199 | Overfill alarms; tank top sumps; automatic tank gauging; automatic line leak detectors; liquid fuel sensors installed between the double walls of tanks and pipes to monitor for leaks; the incremental difference in cost between four 20,000-gallon, and one 25,000-gallon double-walled tanks and comparable single-walled tanks; the incremental difference in cost between double-walled piping and single-walled piping; and the incremental difference in cost between the concrete paving covering the underground tanks and pipes and the other paving at the facility calculated using the difference in cost per square foot. | The following property is used 100% for pollution control to meet or exceed federal or state regulations: Overfill alarms; tank top sumps; automatic tank gauging; automatic line leak detectors; liquid fuel sensors installed between the double walls of tanks and pipes to monitor for leaks; the incremental difference in cost between four 20,000-gallon, and one 25,000-gallon double-walled tanks and comparable single-walled tanks; the incremental difference in cost between double-walled piping and single-walled piping; and the incremental difference in cost between the concrete paving covering the underground tanks and pipes and the other paving at the facility calculated using the difference in cost per square foot. | 2022-07-19 | 1125125 | 100
24633 | T1 | PILOT TRAVEL CENTERS LLC | PILOT TRAVEL CENTER 1211 | 1103 S MAIN ST | ANDREWS | TX | 79714 | ANDREWS | CN600827554 | RN110800356 | Overfill alarms; tank top sumps; automatic tank gauging; automatic line leak detectors; liquid fuel sensors installed between the double walls of tanks and pipes to monitor for leaks; the incremental difference in cost between three 30,000-gallon and one 20,000-gallon double-walled tanks and comparable single-walled tanks; the incremental difference in cost between double-walled piping and single-walled piping; and the incremental difference in cost between the concrete paving covering the underground tanks and pipes and the other paving at the facility calculated using the difference in cost per square foot. | The following property is used 100% for pollution control to meet or exceed federal or state regulations: Overfill alarms; tank top sumps; automatic tank gauging; automatic line leak detectors; liquid fuel sensors installed between the double walls of tanks and pipes to monitor for leaks; the incremental difference in cost between three 30,000-gallon and one 20,000-gallon double-walled tanks and comparable single-walled tanks; the incremental difference in cost between double-walled piping and single-walled piping; and the incremental difference in cost between the concrete paving covering the underground tanks and pipes and the other paving at the facility calculated using the difference in cost per square foot. | 2022-07-13 | 1317100 | 100
24634 | T1 | LYONDELL CHEMICAL COMPANY | LYONDELL CHEMICAL CHANNELVIEW | 2502 SHELDON RD | CHANNELVIEW | TX | 77530 | HARRIS | CN600344402 | RN100633650 | The Inside the Battery Limits and Outside the Battery Limits Stormwater Collection System is used to capture and control rainwaters and firewater. The Stormwater Collections Systems collect contaminated and potentially contaminated stormwater from various paved areas of the IBL, the OBL and diked areas. The POTBA site includes paved areas, non-paved areas, and tank farm diked areas. The runoff from non-paved areas except tank dike areas is generally considered as clean stormwater. The paved areas are defined as Type 1 paved areas that contain operating equipment and foundations and Type 2 paved areas where there is no operating equipment, such as parking lots, roads, and office building areas. The stormwater from the tank farm areas is divided into diked area and LPG/PO storage areas. Rainwater and firewater runoff from Type 1 paved areas in the IBL will be collected in Stormwater Sumps U-86001, 86002, 86003, 86741, and 86742.Each IBL sump have one Stormwater Sewer Pump and two Stormwater Lift Pumps. If PO solvent contaminates the stormwater in Sump 3 or Sump 12 an overflow weir is used to skim off any oils. The Stormwater Sump Oil Pump transfers the oily wastewater to the process wastewater header. Rainwater runoff from pumps and compressors pad areas in OBL is collected in Sumps U-86731, U-86732, U-86733, U-86736, U-86401, U-86402, U86740, and U-86743. Each have a single pump, P-86731, P-86732, P-86733, P-86736, P-86402, P-86403, P-86740, and P-86746, respectively. The collected runoff is pumped to Contaminated Stormwater Tank TK-86701. Rainwater or firewater will be collected inside each tank farm dike. The diked areas drain to the nearest stormwater sump. Diked areas include Catalyst Solution Surge Tanks TK-81350 and TK-81360, Diesel Day Tank containment, TBA Tanks Tk-85401, TK-95402, and TK-8503, PO Product Tank TK-85013, Liquified Fuel Tanks TK-85501 and TK-85503, Contaminated and Wastewater Tanks TK-86701 and TK-86801, WFE Feed and Bottom Storage Tanks TK-81370 and TK-81374. Rainwater and firewater runoff from drums and pumps in the OBL LPG storage area will be collected in LPG Storage Tank Impounding Basin. The basin is drained by Impounding Basin Stormwater Lift Pump P-86734 which transfers the contaminated runoff to the Contaminated Stormwater Tank TK-86701. Rainwater and firewater runoff from tanks and pumps in the OBL PO Storage area will be collected in PO Storage Impounding Basin. When the basin needs to be drained, PO Impounding Basin Stormwater Sump Pump P-86739 transfers contaminated runoff to the Contaminated Stormwater Tank TK-86701. Boiler blowdown from Oxidizer Emergency Water Drums is collected in the Stormwater Sump U-86001. Hot firewater from the cooldown of Oxidizer No. 1 via the Oxidizer Start-Up Heater is collected in Stormwater Sump 1 U-86001. Stormwater and chemical spills in the Cooling Water Chemical Truck Offloading Area will be collected in Stormwater Sump 13. The potentially contaminated stormwater will be transferred by Sump 13 Pump from U-86743 to the Cooling Water Tower Basin. Attached is a listing of the Stormwater Collection equipment. | The following property is used 100% for pollution control to meet or exceed federal or state regulations: Inside Battery Limits (IBL) and Outside the Battery Limits (OBL) stormwater collection consisting of the following: Sump 1 Lift Pumps P-86020 A and B, Sump 1 Sewer Pump P-86021, Sump 2 Lift Pumps P-86022A and B, Sump 2 Sewer Pump P-86023, Sump 3 Lift Pumps P-86024A and B, Sump 3 Sewer Pump P-86025, Oil Pump P860256, Sump 11 Lift Pumps P-8671A and B, Sump 12 Lift Pumps P-86742A and B, Sump 11 Sewer Pump P-86743, Sump 12 Sewer Pump P-86744, Sump Oil Pump P-86745, Sump 1 U-86001, Sump 2 U-8600, Sump 3 U-86003, Sump 11 U-86741, and Sump 12 U-86742; OBL Sump Pumps and Sumps: Utility Area Sump Pump P-86402, Utility Treatment Chem Area Sump Pump P-86403, Sump 4 Sewer Pump P-86731, Sump 5 Sewer Pump P-86732, Sump 6 Sewer Pump P-86733, Impounding Basin Lift Pump P-86734, PO Impounding Basin Sump Pump P-86739, Sump 8 Sewer Pump P-86736, Metering Area Sump Pump P-86740, Sump 13 Pump P-86746, Utility Area Sump U-86401, Utility Treatment Chem Area Sump U-86402, Sump 4 U-86731, Sump 5 U-86732, Sump 6 U-86733, LPG Storage Tank Impounding Basin U-86734, Sump 8 U-86736, PO Impounding Basin U-86739, Metering Area Sump U-86740, Sump 13 U86743, Contaminated Stormwater Pumps P-86737A and B, Transfer Pumps P-86738A and B, Contaminated Stormwater Tank TK-86701, Stormwater Tanks TK-86702A and B, Flare Area Sump U-86901, Flare Area Sump U-86902, Flare Area Sump Pump P-86903, Flare Area Sump Pump P-86906, South Flare Area Sump U-86902, South Flare Area Sump Pump P-86906, North Flare Area Sump U-86901, North Flare Area Sump Pump P-86903, PO Railcar Sump U-85901, PO Railcar Sump Pump P-85905, CO-Product Fuel Railcar Sump U-85902, CO-Product Fuel Railcar Sump Pump P85906, IBL WFE Sump U-85904, IBL WFE Sump Pump P-85908, OBL Truck Sump U-85905, OBL Truck Sump Pump P-85909, and Contaminated Stormwater Tank TK-86701; and associated piping. | 2022-07-20 | 42892054 | 100
24635 | T1 | LYONDELL CHEMICAL COMPANY | LYONDELL CHEMICAL CHANNELVIEW | 2502 SHELDON RD | CHANNELVIEW | TX | 77530 | HARRIS | CN600344402 | RN100633650 | CRU dust collection system consisting of a baghouse; baghouse filters FLT-81380, FLT-81381, and FLT-81382; the induced draft fan; bag filter rotary valves VR-81380, VR-81381, and VR-81382; screw conveyor DL-81382; bucket elevator DL-81383; and the associated ductwork. | The following property is used 100% for pollution control to meet or exceed federal or state regulations: CRU dust collection system consisting of a baghouse; baghouse filters FLT-81380, FLT-81381, and FLT-81382; the induced draft fan; bag filter rotary valves VR-81380, VR-81381, and VR-81382; screw conveyor DL-81382; bucket elevator DL-81383; and the associated ductwork. | 2022-07-12 | 20369880 | 100
24636 | T1 | LYONDELL CHEMICAL COMPANY | LYONDELL CHEMICAL CHANNELVIEW | 2502 SHELDON RD | CHANNELVIEW | TX | 77530 | HARRIS | CN600344402 | RN100633650 | POTBA flare system consisting of HP Emergency Flare, LP Emergency Flare, 1st Stage-North Emergency Flare, and Continuous Flare Systems consisting of HP and LP emergency flare headers, North Emergency Flare KO Drum (D-86902), Emergency Flare Package (SP-86902A and B), 1st Stage Emergency Flare KO Drum 1 (D-86911), 1st stage emergency flare header, main header, 1st Stage Emergency Flare KO Drum 2 (D-86912), 1st Stage Emergency Flare KO Drum 1 Pumps (P-86911A and B), 1st Stage Emergency Flare KO Drum 2 Pumps (P-86912A and B), North Emergency Flare KO Drum Pumps (P-86902A and B), North Emergency Flare Intermediate Knock Out Pot (D-86907), Continuous Flare Header, Continuous Flare KO Drum 1 (D-86901), Continuous Flare KO Drum 2 (D-86910), and Continuous Flare Package (SP-86901). | The following property is used 100% for pollution control to meet or exceed federal or state regulations: POTBA flare system consisting of HP Emergency Flare, LP Emergency Flare, 1st Stage-North Emergency Flare, and Continuous Flare Systems consisting of HP and LP emergency flare headers, North Emergency Flare KO Drum (D-86902), Emergency Flare Package (SP-86902A and B), 1st Stage Emergency Flare KO Drum 1 (D-86911), 1st stage emergency flare header, main header, 1st Stage Emergency Flare KO Drum 2 (D-86912), 1st Stage Emergency Flare KO Drum 1 Pumps (P-86911A and B), 1st Stage Emergency Flare KO Drum 2 Pumps (P-86912A and B), North Emergency Flare KO Drum Pumps (P-86902A and B), North Emergency Flare Intermediate Knock Out Pot (D-86907), Continuous Flare Header, Continuous Flare KO Drum 1 (D-86901), Continuous Flare KO Drum 2 (D-86910), and Continuous Flare Package (SP-86901). | 2022-07-12 | 151022372 | 100
24637 | T1 | LYONDELL CHEMICAL COMPANY | LYONDELL CHEMICAL CHANNELVIEW | 2502 SHELDON RD | CHANNELVIEW | TX | 77530 | HARRIS | CN600344402 | RN100633650 | PO scrubber system consisting of the PO Vent Scrubber T-85001, Vent KO Pot D-85108, PO Vent Scrubber Bottoms Pumps P-85001A and B, Solvent Precooler E-85002, Solvent Chiller E-85003, and associated piping. | The following property is used 100% for pollution control to meet or exceed federal or state regulations: PO scrubber system consisting of the PO Vent Scrubber T-85001, Vent KO Pot D-85108, PO Vent Scrubber Bottoms Pumps P-85001A and B, Solvent Precooler E-85002, Solvent Chiller E-85003, and associated piping. | 2022-07-12 | 2703372 | 100
24638 | T1 | LYONDELL CHEMICAL COMPANY | LYONDELL CHEMICAL CHANNELVIEW | 2502 SHELDON RD | CHANNELVIEW | TX | 77530 | HARRIS | CN600344402 | RN100633650 | POTBA wastewater collection system consisting of Wastewater Drum D-86002, LPG Wastewater Drum D-86006, Wastewater Equalizing Tank Eductor M-86801, Wastewater Pumps P-86002A and B, LPG Wastewater Pumps P-86006A and B, Wastewater Pumps P-86801A and B, Wastewater Equalizing Tank TK-86801, the main wastewater header, the Process Sewer System for areas A, B, C, and D, Dewatering Columns Bottoms Pumps P-8605A and B, Dewatering Column Bottoms Cooler E-86502, and associated piping. | The following property is used 100% for pollution control to meet or exceed federal or state regulations: POTBA wastewater collection system consisting of Wastewater Drum D-86002, LPG Wastewater Drum D-86006, Wastewater Equalizing Tank Eductor M-86801, Wastewater Pumps P-86002A and B, LPG Wastewater Pumps P-86006A and B, Wastewater Pumps P-86801A and B, Wastewater Equalizing Tank TK-86801, the main wastewater header, the Process Sewer System for areas A, B, C, and D, Dewatering Columns Bottoms Pumps P-8605A and B, Dewatering Column Bottoms Cooler E-86502, and associated piping. | 2022-07-20 | 29199713 | 100
24639 | T1 | LYONDELL CHEMICAL COMPANY | LYONDELL CHEMICAL CHANNELVIEW | 2502 SHELDON RD | CHANNELVIEW | TX | 77530 | HARRIS | CN600344402 | RN100633650 | Wastewater treatment facility expansion project consisting of POTBA Aeration Tank Compressors C-68130A and C-68130B; Knock Out / Liquid Seal Drum D-68154; Aeration Tank Recirculation Cooler E-68129; WWT Air Compressors A and B Lube Oil Coolers A, C, B and D E-68416A, E-68416C, E-68416B and E-68416D; WWT Air Compressors A and B Lube Oil Reservoir Heaters E-68417A and E-68417B; WWT Sand Filter Packages FLT-68144A, FLT-68144B, FLT-68144C, and FLT-68144D; WWT Air Compressors A and B Lube Oil Filters A, C, B and D FLT-68145A, FLT-68145C, FLT-68145B, and FLT-68145D; WWT Air Compressors A and B Inlet Air Filter FLT-68146A and FLT-68146B; WWT Aeration Tank Compressor B Motor MC-68130B; POTBA Aeration Tank Compressor - Main Lube Oil Pumps P-68130A and P-68130B; Aeration Tank Recirculation Pumps P-68141A, P-68141B, P-68141C, and P-68141D; Sludge Return Pumps P-68142A and P-68142B; Sand Filter Feed Pumps P-68144A and P-68144B; Sand Filter Backwash Pumps P-68145A and P-68145B; POTBA Aeration Tank Compressor - Standby Lube Oil Pump P-68152A; POTBA Aeration Tank Compressor - Auxiliary Lube Oil Pump P-68152B; Clarifier Scum Pump P-68153; Final Clarifier Drive SP-68138; Aeration Compressors A and B Lube Oil Consoles SP-68367A and SP-68367B; Aeration Compressors A and B Blow-Off Valve Silencers SP-68368A and SP-68368B; Jet Aeration Systems SP-68901A and SP-68901B; RTO Combustion Air Blower Inlet Silencer SP-68991; RTOs F-68154A and RTO F-68154B; RTO Off Gas Transfer Blowers BL-98154A and BL68154B; RTO Combustion Air Fans BL-68155A and BL-68155B; RTO Combustion Air Blower Inlet Air Filter FLT-68900; Degas Tank Mixer M-68101; Scum Tank TK-68117; WWT Air Compressors A and B Lube Oil Reservoirs TK-68130A and TK-68130B; Aeration Tank TK-68901; Degas Tank TK-68902; Final Clarifier Package TK-68903; and Sand Filter Backwash Tank TK-68904. | The following property is used 100% for pollution control to meet or exceed federal or state regulations: Wastewater treatment facility expansion project consisting of POTBA Aeration Tank Compressors C-68130A and C-68130B; Knock Out / Liquid Seal Drum D-68154; Aeration Tank Recirculation Cooler E-68129; WWT Air Compressors A and B Lube Oil Coolers A, C, B and D E-68416A, E-68416C, E-68416B and E-68416D; WWT Air Compressors A and B Lube Oil Reservoir Heaters E-68417A and E-68417B; WWT Sand Filter Packages FLT-68144A, FLT-68144B, FLT-68144C, and FLT-68144D; WWT Air Compressors A and B Lube Oil Filters A, C, B and D FLT-68145A, FLT-68145C, FLT-68145B, and FLT-68145D; WWT Air Compressors A and B Inlet Air Filter FLT-68146A and FLT-68146B; WWT Aeration Tank Compressor B Motor MC-68130B; POTBA Aeration Tank Compressor - Main Lube Oil Pumps P-68130A and P-68130B; Aeration Tank Recirculation Pumps P-68141A, P-68141B, P-68141C, and P-68141D; Sludge Return Pumps P-68142A and P-68142B; Sand Filter Feed Pumps P-68144A and P-68144B; Sand Filter Backwash Pumps P-68145A and P-68145B; POTBA Aeration Tank Compressor - Standby Lube Oil Pump P-68152A; POTBA Aeration Tank Compressor - Auxiliary Lube Oil Pump P-68152B; Clarifier Scum Pump P-68153; Final Clarifier Drive SP-68138; Aeration Compressors A and B Lube Oil Consoles SP-68367A and SP-68367B; Aeration Compressors A and B Blow-Off Valve Silencers SP-68368A and SP-68368B; Jet Aeration Systems SP-68901A and SP-68901B; RTO Combustion Air Blower Inlet Silencer SP-68991; RTOs F-68154A and RTO F-68154B; RTO Off Gas Transfer Blowers BL-98154A and BL68154B; RTO Combustion Air Fans BL-68155A and BL-68155B; RTO Combustion Air Blower Inlet Air Filter FLT-68900; Degas Tank Mixer M-68101; Scum Tank TK-68117; WWT Air Compressors A and B Lube Oil Reservoirs TK-68130A and TK-68130B; Aeration Tank TK-68901; Degas Tank TK-68902; Final Clarifier Package TK-68903; and Sand Filter Backwash Tank TK-68904. | 2022-07-25 | 64695550 | 100
24640 | T3 | LYONDELL CHEMICAL COMPANY | LYONDELL CHEMICAL CHANNELVIEW | 2502 SHELDON RD | CHANNELVIEW | TX | 77530 | HARRIS | CN600344402 | RN100633650 | The purpose of the Enhanced Flare Vent Gas Recovery system is to reduce the flare load by recovering hydrocarbons from process vent streams. Liquid product is recycled back to the process or sent to liquid fuel storage. Recovered vent gas is sent to the fuel gas system, which supplies fuel to the Steam Boiler Packages. Vent gas from the Crude TBA Column Vacuum System is sent to the Crude TBA Vent Gas Condenser E. which cools the vent gas. Two-phase flow from the Crude TBA Vent Gas Condenser is then routed to Vent Gas Knockout Drum 1. A header is used to collect vent gases from the Vent Gas Separator, WFE Vacuum System, Batch Catalyst Solution Surge Tank, and Final Catalyst Solution Surge Tank. The vapor vent gas is routed to a separate nozzle on Vent Gas Knockout Drum 1. The recovered hydrocarbon liquid from Vent Gas Knockout Drum 1 is pumped by the Recovered TBA Pumps to the Crude PO Tower. The combined vapor overhead from Vent Gas Knockout Drum 1 flows to the suction of the Vent Gas Compressor. Excess vapor is vented to the continuous flare header on pressure control. The Vent Gas Compressor compresses the vent gas, which is then routed to the Vent Gas Cooler to cool the vent gas. The Vent Gas Cooler is sent to the Vent Gas Knockout Drum 2. The recovered hydrocarbon liquid from Vent Gas Knockout Drum 2 is sent to the Dry Liquid Fuel Tank. A bidirectional, normally no flow line connects the liquid lines from Vent Gas Knockout Drum 1 and Vent Gas Knockout Drum 2 to provide operational flexibility in the recovered product destination. The recovered vent gas from the Vent Gas Knockout Drum 2 overhead is combined with other process waste fuel gases in a collection header and then sent to the Fuel Gas Knockout Drum. This a Tier III application requesting a partial determination for the Enhanced Flare Vent Gas Recovery System. The Enhanced Flare Vent Gas Recovery system includes the following equipment Vent Gas Compressor C-86061, Vent Gas Knockout Drum 1 D-86061, Vent Gas Knockout Drum 2 D-86062, Crude TBA Vent Gas Condenser E-86061, Vent Gas Cooler E-86062, and Recovered TBA Pumps P86061A and B. | NOD response not received | 2022-07-16 | 7190003 | 98
24641 | T1 | CALPINE BOSQUE ENERGY CENTER LLC | CALPINE BOSQUE ENERGY CENTER | 575 COUNTY ROAD 3610 | CLIFTON | TX | 76634 | BOSQUE | CN604159848 | RN100226232 | Selective catalytic reduction catalyst replacement for Gas Turbines 1 and 2. | The following property is used 100% for pollution control to meet or exceed federal or state regulations: Selective catalytic reduction catalyst replacement for Gas Turbines 1 and 2. | 2022-05-23 | 1662937 | 100
24642 | T1 | PASADENA COGENERATION LP | PASADENA COGENERATION | Latitude = 30.209166, Longitude = -95.3025 | Harris County | TX | 77506 | HARRIS | CN601228604 | RN100222041 | Heat recovery steam generator Unit 3 HARP HP economizer replacement. | The following property is used 65% for pollution control and is installed to meet or exceed federal or state regulations: Heat recovery steam generator Unit 3 HARP HP economizer replacement. | 2022-06-08 | 2045656 | 65
24643 | T1 | CORPUS CHRISTI COGENERATION LLC | CORPUS CHRISTI COGENERATION | 3952 BUDDY LAWRENCE DR | CORPUS CHRISTI | TX | 78407 | NUECES | CN600131726 | RN100224302 | Heat recovery steam generator Unit 1 evaporator replacement and Unit 2 HARP HP economizer replacement. | The following property is used 65% for pollution control to meet or exceed federal or state regulations: Heat recovery steam generator Unit 1 evaporator replacement and Unit 2 HARP HP economizer replacement. | 2022-05-23 | 6241250 | 65
24644 | T1 | CORPUS CHRISTI COGENERATION LLC | CORPUS CHRISTI COGENERATION | 3952 BUDDY LAWRENCE DR | CORPUS CHRISTI | TX | 78407 | NUECES | CN600131726 | RN100224302 | The incremental cost difference of upgraded firing elements on low-NOx burners duct burners for CT 1 versus similar firing elements on burners without NOx controls. | The following property is used 100% for pollution control and is installed to meet or exceed federal or state regulations: The incremental cost difference of upgraded firing elements on low-NOx burners duct burners for CT 1 versus similar firing elements on burners without NOx controls. | 2022-08-29 | 913210 | 100
24645 | T1 | PASADENA COGENERATION LP | PASADENA COGENERATION | Latitude = 30.209166, Longitude = -95.3025 | Harris County | TX | 77506 | HARRIS | CN601228604 | RN100222041 | Upgraded ammonia injection system sensors in the selective catalytic reduction unit. | The following property is used 100% for pollution control and is installed to meet or exceed federal or state regulations: Upgraded ammonia injection grid system sensors in the selective catalytic reduction system. | 2022-09-06 | 404323 | 100
24646 | T1 | AGRIUM US INC | AGRIUM US BORGER NITROGEN OPERATIONS | Latitude = 35.641666, Longitude = -101.422777 | Hutchinson County | TX | 79007 | HUTCHINSON | CN600128227 | RN101865715 | NOx is a precursor to ozone formation. It is important to reduce NOx emissions for this reason. The elected NOx reduction technology for the Primary Reformer Furnace and Auxiliary Boiler is ultra-low NOx burners. According to The John Zink Hamworthy Combustion Handbook, ultra-low NOx burners curtail the formation of NOx emissions by delaying the combustion.... which lowers the peak flame temperatures and reduces the thermal NOx production. In low NOx burners, the delay is achieved by staging the air or staging the fuel in two zones.1 The ultra-low NOx burners are located adjacent to the boiler and furnace firebox. This equipment is physically attached to the Primary Reformer furnace 101-B and the Auxiliary Boiler BG101B, respectively. The pollution control property does not include land. 1Charles E. Baukal, Jr. The John Zink Hamworthy Combustion Handbook, 2ed, Volume 3. Boca Raton, FL CRC Press, 2014. Textbook. pp. 4-5 | NOD response not received | 2022-08-12 | 7900000 | 100
24647 | T1 | AGRIUM US INC | AGRIUM US BORGER NITROGEN OPERATIONS | Latitude = 35.641666, Longitude = -101.422777 | Hutchinson County | TX | 79007 | HUTCHINSON | CN600128227 | RN101865715 | The current stormwater system is outdated and undersized. Present efforts to remedy this situation include the removal portions of the existing system and the installation of Storm Water Control Area 2. This project provides flood protection and promotes the segregation of stormwater from wastewater, which reduces the potential for stormwater impacting the performance of the disposal ponds and injection wells. The project includes the installation of a new stormwater conveyance system capable of providing flood protection. This enables operators to properly dispose of process contact stormwater and wastewater using the existing UIC disposal well system. The focus of this project is on the south and southeast side of the property. The pollution control property does not include land. Note that the work in this application includes Area 2, and the BNO Storm Water Control Project contains three areas. | NOD response not received | 2022-08-12 | 2283400 | 100
24648 | T1 | GEORGIA-PACIFIC WOOD PRODUCTS LLC | GEORGIA-PACIFIC DIBOLL LUMBER OPERATIONS | 100 MARTIN LUTHER KING JR ST | DIBOLL | TX | 75941 | ANGELINA | CN603126640 | RN104725445 | Boiler exhaust scrubber system consisting of a wet scrubber, stack, and quench system installed at EPN LU-09. | The following property is used 100% for pollution control and is installed to meet or exceed federal or state regulations: Boiler exhaust scrubber system consisting of a wet scrubber, stack, and quench system installed at EPN LU-09. | 2022-09-20 | 1069688 | 100
24649 | T1 | KOY CONCRETE LTD | KOY CONCRETE | 31602 JORDAN ROAD | BROOKSHIRE | TX | 77423 | FORT BEND | CN602797011 | RN110929627 | Approximately 193,214 square feet of concrete paving. | The following property is used 100% for pollution control to meet or exceed federal or state regulations: Approximately 193,214 square feet of concrete paving. | 2022-09-26 | 383000 | 100
24650 | T1 | VP RACING FUELS INC | VP RACING FUELS | 7124 RICHTER RD | ELMENDORF | TX | 78112 | BEXAR | CN601264096 | RN102471331 | Vapor recovery project. | NOD response not received | 2022-07-25 | 1841634 | 100
24651 | T1 | SM ENERGY COMPANY | TRITON SWD | Latitude = 32.456815, Longitude = -101.743436 | Martin County | TX | 79713 | MARTIN | CN600512628 | RN111526828 | The property is a salt water disposal facility, used solely for non-commercial purposes. Its purpose is to dispose of salt water that is produced in the drilling and extraction of oil and gas in an environmentally appropriate manner. The facility is specifically designed to protect both groundwater and underground water sources. The salt water is injected into this facility and delivered to an underground zone that is determined to be appropriate by the Texas Railroad Commission. The facility is the final process after the salt water is separated from oil and gas. The SWD Facility includes Equipment listing for surface facility included in Exhibit B Tanks, pumps, filters, wellhead, well casing to protect zones not intended for disposal, tubing to control the flow inside the casing, meters to measure the amount of water disposed, valves to control the flow, and piping to control the water flow and to protect from the saltwater escaping. Exhibit A is a flow diagram of the SWD well facilities. The function of each major item of equipment is further described below. The Saltwater arrives at the well by piping. The piping bring the saltwater from the well sites.The water is then pumped into the tanks. Separate pumps, which are part of the facility, move the water from the tanks down to the wellbore. The meters on site measure the volume and pressure of the water that is being disposed. This water is pushed into one of the tanks, which acts as a settling vessel. Any skim of oil present is transferred into the oil storage tanks. The Skim Oil Tanks and their costs have been excepted from this application. They are merely identified as part of the total process. The water is transferred out to either set of two water storage tanks. Pumps are used to move the water through the process and then injected into the wellhead. The entire process is designed to protect the land and freshwater zones underground from the saltwater being disposed. Included with this application are the disposal wells which are solely connected to this facility. | NOD response not received | 2022-09-01 | 479270 | 100
24652 | T1 | PARAMONT CAPITAL LLC | PARAMONT MFG | 10285 NORTH FWY | FORT WORTH | TX | 76177 | TARRANT | CN606053445 | RN104098082 | Regenerative thermal oxidizer, EPN RTO. | The following property is used 100% for pollution control and is installed to meet or exceed federal or state regulations: Regenerative thermal oxidizer, EPN RTO. | 2022-09-01 | 503843 | 100
24653 | T1 | AIR PRODUCTS AND CHEMICALS INC | AIR PRODUCTS HELIUM BEAUMONT TX | 6900 ERIE ST | BEAUMONT | TX | 77705 | JEFFERSON | CN600381974 | RN111102133 | Air Products LLC has constructed and operates a helium He loading/offloading station located at 6900 Erie Street, Beaumont, TX 77705. Helium is offloaded from liquid helium ISO containers and gaseous helium tube trailers and conveyed via a customer underground pipeline to a salt cavern for storage. Withdrawn gaseous helium is loaded by the pipeline to tube trailers for export to other Air Products Facilities. The facility will include the following equipment to improve helium containment Gas Bag Helium Recovery System A-180, Personnel Monitors A-64, Leak Detection Devices A-64 | Application withdrawn by applicant | 2022-12-14 | 147000 | 100
24654 | T1 | AIR PRODUCTS AND CHEMICALS INC | AIR PRODUCTS HELIUM BEAUMONT TX | 6900 ERIE ST | BEAUMONT | TX | 77705 | JEFFERSON | CN600381974 | RN111102133 | Oil-water separator and vault, wastewater tank, and process piping that interconnects them; secondary containment curbing; stormwater detention pond; and spill kits. | The following property is used 100% for pollution control to meet or exceed federal or state regulations: Oil-water separator and vault, wastewater tank, and process piping that interconnects them; secondary containment curbing; stormwater detention pond; and spill kits. | 2022-12-16 | 517800 | 100
24655 | T1 | PANJWANI ENERGY LLC | STAR STOP 109 | 12805 BUFFALO SPEEDWAY | HOUSTON | TX | 77045 | HARRIS | CN604013359 | RN111308367 | Overfill alarms; tank top sumps; automatic tank gauging; automatic line leak detectors; liquid fuel sensors installed between the double walls of tanks and pipes to monitor for leaks; the incremental difference in cost between two 20,000-gallon double-walled tanks and comparable single-walled tanks; the incremental difference in cost between double-walled piping and single-walled piping; and the incremental difference in cost between the concrete paving covering the underground tanks and pipes and the other paving at the facility calculated using the difference in cost per square foot. | The following property is used 100% for pollution control and is installed to meet or exceed federal or state regulations: Overfill alarms; tank top sumps; automatic tank gauging; automatic line leak detectors; liquid fuel sensors installed between the double walls of tanks and pipes to monitor for leaks; the incremental difference in cost between two 20,000-gallon double-walled tanks and comparable single-walled tanks; the incremental difference in cost between double-walled piping and single-walled piping; and the incremental difference in cost between the concrete paving covering the underground tanks and pipes and the other paving at the facility calculated using the difference in cost per square foot. | 2022-11-09 | 696050 | 100
24656 | T1 | PANJWANI ENERGY LLC | STAR STOP 128 | 1300 NASA PKWY | HOUSTON | TX | 77058 | HARRIS | CN604013359 | RN109904516 | Overfill alarms; tank top sumps; automatic tank gauging; automatic line leak detectors; liquid fuel sensors installed between the double walls of tanks and pipes to monitor for leaks; the incremental difference in cost between three 20,000-gallon double-walled tanks and comparable single-walled tanks; the incremental difference in cost between double-walled piping and single-walled piping; and the incremental difference in cost between the concrete paving covering the underground tanks and pipes and the other paving at the facility calculated using the difference in cost per square foot. | The following property is used 100% for pollution control and is installed to meet or exceed federal or state regulations: Overfill alarms; tank top sumps; automatic tank gauging; automatic line leak detectors; liquid fuel sensors installed between the double walls of tanks and pipes to monitor for leaks; the incremental difference in cost between three 20,000-gallon double-walled tanks and comparable single-walled tanks; the incremental difference in cost between double-walled piping and single-walled piping; and the incremental difference in cost between the concrete paving covering the underground tanks and pipes and the other paving at the facility calculated using the difference in cost per square foot. | 2022-11-09 | 879075 | 100
24657 | T1 | PANJWANI ENERGY LLC | STAR STOP 127 | 10231 CLAY RD | HOUSTON | TX | 77041 | HARRIS | CN604013359 | RN110646726 | Overfill alarms; tank top sumps; automatic tank gauging; automatic line leak detectors; liquid fuel sensors installed between the double walls of tanks and pipes to monitor for leaks; the incremental difference in cost between two 20,000-gallon double-walled tanks and comparable single-walled tanks; the incremental difference in cost between double-walled piping and single-walled piping; and the incremental difference in cost between the concrete paving covering the underground tanks and pipes and the other paving at the facility calculated using the difference in cost per square foot. | The following property is used 100% for pollution control and is installed to meet or exceed federal or state regulations: Overfill alarms; tank top sumps; automatic tank gauging; automatic line leak detectors; liquid fuel sensors installed between the double walls of tanks and pipes to monitor for leaks; the incremental difference in cost between two 20,000-gallon double-walled tanks and comparable single-walled tanks; the incremental difference in cost between double-walled piping and single-walled piping; and the incremental difference in cost between the concrete paving covering the underground tanks and pipes and the other paving at the facility calculated using the difference in cost per square foot. | 2022-11-14 | 776050 | 100
24658 | T1 | JEFFERSON RAILPORT TERMINAL I TEXAS LLC | JEFFERSON RAILPORT TERMINAL | Latitude = 30.0832, Longitude = -94.086077 | Orange County | TX | 77662 | ORANGE | CN604653774 | RN106402894 | The incremental cost difference of four low-NOx burners versus similar burners without NOx controls installed on boilers. | The following property is used 100% for pollution control to meet or exceed federal or state regulations: The incremental cost difference of four low-NOx burners versus similar burners without NOx controls installed on boilers. | 2022-12-08 | 102001 | 100
24659 | T1 | PANJWANI ENERGY LLC | TNL SHELL | 10230 EAST FWY | HOUSTON | TX | 77029 | HARRIS | CN604013359 | RN102793932 | Overfill alarms; tank top sumps; automatic tank gauging; automatic line leak detectors; liquid fuel sensors installed between the double walls of tanks and pipes to monitor for leaks; the incremental difference in cost between two 20,000-gallon double-walled tanks and comparable single-walled tanks; the incremental difference in cost between double-walled piping and single-walled piping; and the incremental difference in cost between the concrete paving covering the underground tanks and pipes and the other paving at the facility calculated using the difference in cost per square foot. | The following property is used 100% for pollution control and is installed to meet or exceed federal or state regulations: Overfill alarms; tank top sumps; automatic tank gauging; automatic line leak detectors; liquid fuel sensors installed between the double walls of tanks and pipes to monitor for leaks; the incremental difference in cost between two 20,000-gallon double-walled tanks and comparable single-walled tanks; the incremental difference in cost between double-walled piping and single-walled piping; and the incremental difference in cost between the concrete paving covering the underground tanks and pipes and the other paving at the facility calculated using the difference in cost per square foot. | 2022-11-21 | 856050 | 100
24660 | T1 | PANJWANI ENERGY LLC | STAR STOP 125 | 3535 HIGHWAY 6 S | HOUSTON | TX | 77082 | HARRIS | CN604013359 | RN110266681 | Overfill alarms; tank top sumps; automatic tank gauging; automatic line leak detectors; liquid fuel sensors installed between the double walls of tanks and pipes to monitor for leaks; the incremental difference in cost between three 20,000-gallon double-walled tanks and comparable single-walled tanks; the incremental difference in cost between double-walled piping and single-walled piping; and the incremental difference in cost between the concrete paving covering the underground tanks and pipes and the other paving at the facility calculated using the difference in cost per square foot. | The following property is used 100% for pollution control and is installed to meet or exceed federal or state regulations: Overfill alarms; tank top sumps; automatic tank gauging; automatic line leak detectors; liquid fuel sensors installed between the double walls of tanks and pipes to monitor for leaks; the incremental difference in cost between three 20,000-gallon double-walled tanks and comparable single-walled tanks; the incremental difference in cost between double-walled piping and single-walled piping; and the incremental difference in cost between the concrete paving covering the underground tanks and pipes and the other paving at the facility calculated using the difference in cost per square foot. | 2022-12-01 | 1204075 | 100
24661 | T1 | PANJWANI ENERGY LLC | STAR STOP 110 | 1415 STUDEMONT ST | HOUSTON | TX | 77007 | HARRIS | CN604013359 | RN111452033 | Overfill alarms; tank top sumps; automatic tank gauging; automatic line leak detectors; liquid fuel sensors installed between the double walls of tanks and pipes to monitor for leaks; the incremental difference in cost between one 30,000-gallon and one 20,000-gallon double-walled tanks and comparable single-walled tanks; the incremental difference in cost between double-walled piping and single-walled piping; and the incremental difference in cost between the concrete paving covering the underground tanks and pipes and the other paving at the facility calculated using the difference in cost per square foot. | The following property is used 100% for pollution control and is installed to meet or exceed federal or state regulations: Overfill alarms; tank top sumps; automatic tank gauging; automatic line leak detectors; liquid fuel sensors installed between the double walls of tanks and pipes to monitor for leaks; the incremental difference in cost between one 30,000-gallon and one 20,000-gallon double-walled tanks and comparable single-walled tanks; the incremental difference in cost between double-walled piping and single-walled piping; and the incremental difference in cost between the concrete paving covering the underground tanks and pipes and the other paving at the facility calculated using the difference in cost per square foot. | 2022-12-01 | 1111050 | 100
24662 | T1 | PANJWANI ENERGY LLC | STAR STOP 112 | 1202 TELEPHONE RD | HOUSTON | TX | 77023 | HARRIS | CN604013359 | RN111307765 | Overfill alarms; tank top sumps; automatic tank gauging; automatic line leak detectors; liquid fuel sensors installed between the double walls of tanks and pipes to monitor for leaks; the incremental difference in cost between one 32,000-gallon double-walled tank and a comparable single-walled tank the incremental difference in cost between double-walled piping and single-walled piping; and the incremental difference in cost between the concrete paving covering the underground tanks and pipes and the other paving at the facility calculated using the difference in cost per square foot. | The following property is used 100% for pollution control and is installed to meet or exceed federal or state regulations: Overfill alarms; tank top sumps; automatic tank gauging; automatic line leak detectors; liquid fuel sensors installed between the double walls of tanks and pipes to monitor for leaks; the incremental difference in cost between one 32,000-gallon double-walled tank and a comparable single-walled tank the incremental difference in cost between double-walled piping and single-walled piping; and the incremental difference in cost between the concrete paving covering the underground tanks and pipes and the other paving at the facility calculated using the difference in cost per square foot. | 2022-12-01 | 513025 | 100
24663 | T1 | PANJWANI ENERGY LLC | PANJWANI ENERGY | 1150 W SAM HOUSTON PKWY N | HOUSTON | TX | 77043 | HARRIS | CN604013359 | RN110759420 | Overfill alarms; tank top sumps; automatic tank gauging; automatic line leak detectors; liquid fuel sensors installed between the double walls of tanks and pipes to monitor for leaks; the incremental difference in cost between two 20,000-gallon and one 6,000-gallon double-walled tanks and comparable single-walled tanks; the incremental difference in cost between double-walled piping and single-walled piping; and the incremental difference in cost between the concrete paving covering the underground tanks and pipes and the other paving at the facility calculated using the difference in cost per square foot. | The following property is used 100% for pollution control and is installed to meet or exceed federal or state regulations: Overfill alarms; tank top sumps; automatic tank gauging; automatic line leak detectors; liquid fuel sensors installed between the double walls of tanks and pipes to monitor for leaks; the incremental difference in cost between two 20,000-gallon and one 6,000-gallon double-walled tanks and comparable single-walled tanks; the incremental difference in cost between double-walled piping and single-walled piping; and the incremental difference in cost between the concrete paving covering the underground tanks and pipes and the other paving at the facility calculated using the difference in cost per square foot. | 2022-12-01 | 834075 | 100
24664 | T1 | PANJWANI ENERGY PROPERTIES LLC | STAR STOP 122 | 2819 W TC JESTER | HOUSTON | TX | 77018 | HARRIS | CN605014786 | RN111519302 | Overfill alarm; tank top sump; automatic tank gauging; automatic line leak detector; liquid fuel sensors installed between the double walls of tanks and pipes to monitor for leaks; the incremental difference in cost between one 32,000-gallon double-walled tank and a comparable single-walled tank; the incremental difference in cost between double-walled piping and single-walled piping; and the incremental difference in cost between the concrete paving covering the underground tanks and pipes and the other paving at the facility calculated using the difference in cost per square foot. | The following property is used 100% for pollution control to meet or exceed federal or state regulations: Overfill alarm; tank top sump; automatic tank gauging; automatic line leak detector; liquid fuel sensors installed between the double walls of tanks and pipes to monitor for leaks; the incremental difference in cost between one 32,000-gallon double-walled tank and a comparable single-walled tank; the incremental difference in cost between double-walled piping and single-walled piping; and the incremental difference in cost between the concrete paving covering the underground tanks and pipes and the other paving at the facility calculated using the difference in cost per square foot. | 2022-12-14 | 633025 | 100
24665 | T1 | PANJWANI ENERGY LLC | PANJWANI ENERGY STAR STOP 104 | 3235 TELEPHONE RD | HOUSTON | TX | 77023 | HARRIS | CN604013359 | RN100868702 | Overfill alarms; tank top sumps; automatic tank gauging; automatic line leak detectors; liquid fuel sensors installed between the double walls of tanks and pipes to monitor for leaks; the incremental difference in cost between one 30,000-gallon and one 20,000-gallon double-walled tank and comparable single-walled tanks; the incremental difference in cost between double-walled piping and single-walled piping; and the incremental difference in cost between the concrete paving covering the underground tanks and pipes and the other paving at the facility calculated using the difference in cost per square foot. | The following property is used 100% for pollution control to meet or exceed federal or state regulations: Overfill alarms; tank top sumps; automatic tank gauging; automatic line leak detectors; liquid fuel sensors installed between the double walls of tanks and pipes to monitor for leaks; the incremental difference in cost between one 30,000-gallon and one 20,000-gallon double-walled tank and comparable single-walled tanks; the incremental difference in cost between double-walled piping and single-walled piping; and the incremental difference in cost between the concrete paving covering the underground tanks and pipes and the other paving at the facility calculated using the difference in cost per square foot. | 2022-12-14 | 1111050 | 100
24666 | T1 | ATMOS ENERGY CORPORATION | MID-TEX PIPELINE SEGMENT IN JOHNSON COUNTY | MID-TEX PIPELINE SEGMENT IN JOHNSON COUNTY | Johnson County | TX | 76031 | JOHNSON | CN602730319 | RN111619516 | Sedimentation and erosion controls consisting of slope breakers, silt fences, sedimentation barriers, staked hay or straw bales, matting and diking. | The following property is used 100% for pollution control to meet or exceed federal or state regulations: Sedimentation and erosion controls consisting of slope breakers, silt fences, sedimentation barriers, staked hay or straw bales, matting and diking. | 2022-12-21 | 130913 | 100
24667 | T1 | ATMOS ENERGY CORPORATION | MID-TEX PIPELINE SEGMENT IN TARRANT COUNTY | MID-TEX PIPELINE SEGMENT IN TARRANT COUNTY | Tarrant County | TX | 76006 | TARRANT | CN602730319 | RN111619524 | Sedimentation and erosion controls consisting of slope breakers, silt fences, sedimentation barriers, staked hay or straw bales, matting and diking. | The following property is used 100% for pollution control to meet or exceed federal or state regulations: Sedimentation and erosion controls consisting of slope breakers, silt fences, sedimentation barriers, staked hay or straw bales, matting and diking. | 2022-12-21 | 141809 | 100
24668 | T1 | ATMOS ENERGY CORPORATION | MID-TEX PIPELINE SEGMENT IN TOM GREEN COUNTY | MID-TEX PIPELINE SEGMENT IN TOM GREEN COUNTY | Tom Green County | TX | 76901 | TOM GREEN | CN602730319 | RN111619532 | Sedimentation and erosion controls consisting of slope breakers, silt fences, sedimentation barriers, staked hay or straw bales, matting and diking. | The following property is used 100% for pollution control to meet or exceed federal or state regulations: Sedimentation and erosion controls consisting of slope breakers, silt fences, sedimentation barriers, staked hay or straw bales, matting and diking. | 2022-12-21 | 154771 | 100
24669 | T1 | ATMOS ENERGY CORPORATION | MID-TEX PIPELINE SEGMENT IN HILL COUNTY | MID-TEX PIPELINE SEGMENT IN HILL COUNTY | Hill County | TX | 76645 | HILL | CN602730319 | RN111619540 | Sedimentation and erosion controls consisting of slope breakers, silt fences, sedimentation barriers, staked hay or straw bales, matting and diking. | The following property is used 100% for pollution control to meet or exceed federal or state regulations: Sedimentation and erosion controls consisting of slope breakers, silt fences, sedimentation barriers, staked hay or straw bales, matting and diking. | 2022-12-21 | 188918 | 100
24670 | T1 | ATMOS ENERGY CORPORATION | MID-TEX PIPELINE SEGMENT IN NOLAN COUNTY | MID-TEX PIPELINE SEGMENT IN NOLAN COUNTY | Nolan County | TX | 79556 | NOLAN | CN602730319 | RN111619557 | Sedimentation and erosion controls consisting of slope breakers, silt fences, sedimentation barriers, staked hay or straw bales, matting and diking. | The following property is used 100% for pollution control to meet or exceed federal or state regulations: Sedimentation and erosion controls consisting of slope breakers, silt fences, sedimentation barriers, staked hay or straw bales, matting and diking. | 2022-12-21 | 191917 | 100
24671 | T1 | ATMOS ENERGY CORPORATION | MID-TEX PIPELINE SEGMENT IN THROCKMORTON COUNTY | MID-TEX PIPELINE SEGMENT IN THROCKMORTON COUNTY | Throckmorton County | TX | 76483 | THROCKMORTON | CN602730319 | RN111619565 | Sedimentation and erosion controls consisting of slope breakers, silt fences, sedimentation barriers, staked hay or straw bales, matting and diking. | The following property is used 100% for pollution control to meet or exceed federal or state regulations: Sedimentation and erosion controls consisting of slope breakers, silt fences, sedimentation barriers, staked hay or straw bales, matting and diking. | 2022-12-21 | 244750 | 100
24672 | T1 | ATMOS ENERGY CORPORATION | MID-TEX PIPELINE SEGMENT IN GRIMES COUNTY | MID-TEX PIPELINE SEGMENT IN GRIMES COUNTY | Grimes County | TX | 77830 | GRIMES | CN602730319 | RN111619573 | Sedimentation and erosion controls consisting of slope breakers, silt fences, sedimentation barriers, staked hay or straw bales, matting and diking. | The following property is used 100% for pollution control to meet or exceed federal or state regulations: Sedimentation and erosion controls consisting of slope breakers, silt fences, sedimentation barriers, staked hay or straw bales, matting and diking. | 2022-12-21 | 246113 | 100
24673 | T1 | ATMOS ENERGY CORPORATION | MID-TEX PIPELINE SEGMENT IN HUNT COUNTY | MID-TEX PIPELINE SEGMENT IN HUNT COUNTY | Hunt County | TX | 75401 | HUNT | CN602730319 | RN111619581 | Sedimentation and erosion controls consisting of slope breakers, silt fences, sedimentation barriers, staked hay or straw bales, matting and diking. | The following property is used 100% for pollution control to meet or exceed federal or state regulations: Sedimentation and erosion controls consisting of slope breakers, silt fences, sedimentation barriers, staked hay or straw bales, matting and diking. | 2022-12-21 | 293286 | 100
24674 | T1 | ATMOS ENERGY CORPORATION | MID-TEX PIPELINE SEGMENT IN FISHER COUNTY | MID-TEX PIPELINE SEGMENT IN FISHER COUNTY | Fisher County | TX | 79543 | FISHER | CN602730319 | RN111619599 | Sedimentation and erosion controls consisting of slope breakers, silt fences, sedimentation barriers, staked hay or straw bales, matting and diking. | The following property is used 100% for pollution control to meet or exceed federal or state regulations: Sedimentation and erosion controls consisting of slope breakers, silt fences, sedimentation barriers, staked hay or straw bales, matting and diking. | 2022-12-21 | 294256 | 100
24675 | T1 | ATMOS ENERGY CORPORATION | MID-TEX PIPELINE SEGMENT IN DENTON COUNTY | MID-TEX PIPELINE SEGMENT IN DENTON COUNTY | Denton County | TX | 75065 | DENTON | CN602730319 | RN111619607 | Sedimentation and erosion controls consisting of slope breakers, silt fences, sedimentation barriers, staked hay or straw bales, matting and diking. | The following property is used 100% for pollution control to meet or exceed federal or state regulations: Sedimentation and erosion controls consisting of slope breakers, silt fences, sedimentation barriers, staked hay or straw bales, matting and diking. | 2022-12-21 | 407460 | 100
24676 | T1 | ATMOS ENERGY CORPORATION | MID-TEX PIPELINE SEGMENT IN MADISON COUNTY | MID-TEX PIPELINE SEGMENT IN MADISON COUNTY | Madison County | TX | 77864 | MADISON | CN602730319 | RN111619615 | Sedimentation and erosion controls consisting of slope breakers, silt fences, sedimentation barriers, staked hay or straw bales, matting and diking. | The following property is used 100% for pollution control to meet or exceed federal or state regulations: Sedimentation and erosion controls consisting of slope breakers, silt fences, sedimentation barriers, staked hay or straw bales, matting and diking. | 2022-12-21 | 419656 | 100
24677 | T1 | ATMOS ENERGY CORPORATION | MID-TEX PIPELINE SEGMENT IN SAN SABA COUNTY | MID-TEX PIPELINE SEGMENT IN SAN SABA COUNTY | San Saba County | TX | 76877 | SAN SABA | CN602730319 | RN111619623 | Sedimentation and erosion controls consisting of slope breakers, silt fences, sedimentation barriers, staked hay or straw bales, matting and diking. | The following property is used 100% for pollution control to meet or exceed federal or state regulations: Sedimentation and erosion controls consisting of slope breakers, silt fences, sedimentation barriers, staked hay or straw bales, matting and diking. | 2022-12-21 | 430742 | 100
24678 | T1 | ATMOS ENERGY CORPORATION | MID-TEX PIPELINE SEGMENT IN HAMILTON COUNTY | MID-TEX PIPELINE SEGMENT IN HAMILTON COUNTY | Hamilton County | TX | 76531 | HAMILTON | CN602730319 | RN111619631 | Sedimentation and erosion controls consisting of slope breakers, silt fences, sedimentation barriers, staked hay or straw bales, matting and diking. | The following property is used 100% for pollution control to meet or exceed federal or state regulations: Sedimentation and erosion controls consisting of slope breakers, silt fences, sedimentation barriers, staked hay or straw bales, matting and diking. | 2022-12-21 | 459291 | 100
24679 | T1 | ATMOS ENERGY CORPORATION | MID-TEX PIPELINE SEGMENT IN CLAY COUNTY | MID-TEX PIPELINE SEGMENT IN CLAY COUNTY | Clay County | TX | 76365 | CLAY | CN602730319 | RN111619649 | Sedimentation and erosion controls consisting of slope breakers, silt fences, sedimentation barriers, staked hay or straw bales, matting and diking. | The following property is used 100% for pollution control to meet or exceed federal or state regulations: Sedimentation and erosion controls consisting of slope breakers, silt fences, sedimentation barriers, staked hay or straw bales, matting and diking. | 2022-12-21 | 480658 | 100
24680 | T1 | ATMOS ENERGY CORPORATION | MID-TEX PIPELINE SEGMENT IN LAMAR COUNTY | MID-TEX PIPELINE SEGMENT IN LAMAR COUNTY | Lamar County | TX | 75460 | LAMAR | CN602730319 | RN111619656 | Sedimentation and erosion controls consisting of slope breakers, silt fences, sedimentation barriers, staked hay or straw bales, matting and diking. | The following property is used 100% for pollution control to meet or exceed federal or state regulations: Sedimentation and erosion controls consisting of slope breakers, silt fences, sedimentation barriers, staked hay or straw bales, matting and diking. | 2022-12-22 | 487752 | 100
24681 | T1 | ATMOS ENERGY CORPORATION | MID-TEX PIPELINE SEGMENT IN DALLAS COUNTY | MID-TEX PIPELINE SEGMENT IN DALLAS COUNTY | Dallas County | TX | 75001 | DALLAS | CN602730319 | RN111619664 | Sedimentation and erosion controls consisting of slope breakers, silt fences, sedimentation barriers, staked hay or straw bales, matting and diking. | The following property is used 100% for pollution control to meet or exceed federal or state regulations: Sedimentation and erosion controls consisting of slope breakers, silt fences, sedimentation barriers, staked hay or straw bales, matting and diking. | 2022-12-22 | 492409 | 100
24682 | T1 | ATMOS ENERGY CORPORATION | MID-TEX PIPELINE SEGMENT IN TRAVIS COUNTY | MID-TEX PIPELINE SEGMENT IN TRAVIS COUNTY | Travis County | TX | 73301 | TRAVIS | CN602730319 | RN111619672 | Sedimentation and erosion controls consisting of slope breakers, silt fences, sedimentation barriers, staked hay or straw bales, matting and diking. | The following property is used 100% for pollution control to meet or exceed federal or state regulations: Sedimentation and erosion controls consisting of slope breakers, silt fences, sedimentation barriers, staked hay or straw bales, matting and diking. | 2022-12-22 | 531329 | 100
24683 | T1 | ATMOS ENERGY CORPORATION | MID-TEX PIPELINE SEGMENT IN MCLENNAN COUNTY | MID-TEX PIPELINE SEGMENT IN MCLENNAN COUNTY | Mclennan County | TX | 76633 | MCLENNAN | CN602730319 | RN111619680 | Sedimentation and erosion controls consisting of slope breakers, silt fences, sedimentation barriers, staked hay or straw bales, matting and diking. | The following property is used 100% for pollution control to meet or exceed federal or state regulations: Sedimentation and erosion controls consisting of slope breakers, silt fences, sedimentation barriers, staked hay or straw bales, matting and diking. | 2022-12-22 | 532726 | 100
24684 | T1 | ATMOS ENERGY CORPORATION | MID-TEX PIPELINE SEGMENT IN ROBERTSON COUNTY | MID-TEX PIPELINE SEGMENT IN ROBERTSON COUNTY | Robertson County | TX | 77856 | ROBERTSON | CN602730319 | RN111619698 | Sedimentation and erosion controls consisting of slope breakers, silt fences, sedimentation barriers, staked hay or straw bales, matting and diking. | The following property is used 100% for pollution control to meet or exceed federal or state regulations: Sedimentation and erosion controls consisting of slope breakers, silt fences, sedimentation barriers, staked hay or straw bales, matting and diking. | 2022-12-22 | 555809 | 100
24685 | T1 | ATMOS ENERGY CORPORATION | MID-TEX PIPELINE SEGMENT IN FREESTONE COUNTY | MID-TEX PIPELINE SEGMENT IN FREESTONE COUNTY | Freestone County | TX | 75840 | FREESTONE | CN602730319 | RN111619706 | Sedimentation and erosion controls consisting of slope breakers, silt fences, sedimentation barriers, staked hay or straw bales, matting and diking. | The following property is used 100% for pollution control to meet or exceed federal or state regulations: Sedimentation and erosion controls consisting of slope breakers, silt fences, sedimentation barriers, staked hay or straw bales, matting and diking. | 2022-12-22 | 580844 | 100
24686 | T1 | ATMOS ENERGY CORPORATION | MID-TEX PIPELINE SEGMENT IN LEON COUNTY | MID-TEX PIPELINE SEGMENT IN LEON COUNTY | Leon County | TX | 75833 | LEON | CN602730319 | RN111619714 | Sedimentation and erosion controls consisting of slope breakers, silt fences, sedimentation barriers, staked hay or straw bales, matting and diking. | The following property is used 100% for pollution control to meet or exceed federal or state regulations: Sedimentation and erosion controls consisting of slope breakers, silt fences, sedimentation barriers, staked hay or straw bales, matting and diking. | 2022-12-22 | 586659 | 100
24687 | T1 | ATMOS ENERGY CORPORATION | MID-TEX PIPELINE SEGMENT IN WISE COUNTY | MID-TEX PIPELINE SEGMENT IN WISE COUNTY | Wise County | TX | 76234 | WISE | CN602730319 | RN111619722 | Sedimentation and erosion controls consisting of slope breakers, silt fences, sedimentation barriers, staked hay or straw bales, matting and diking. | The following property is used 100% for pollution control to meet or exceed federal or state regulations: Sedimentation and erosion controls consisting of slope breakers, silt fences, sedimentation barriers, staked hay or straw bales, matting and diking. | 2022-12-22 | 591764 | 100
24688 | T1 | ATMOS ENERGY CORPORATION | MID-TEX PIPELINE SEGMENT IN NAVARRO COUNTY | MID-TEX PIPELINE SEGMENT IN NAVARRO COUNTY | Navarro County | TX | 75109 | NAVARRO | CN602730319 | RN111619730 | Sedimentation and erosion controls consisting of slope breakers, silt fences, sedimentation barriers, staked hay or straw bales, matting and diking. | The following property is used 100% for pollution control to meet or exceed federal or state regulations: Sedimentation and erosion controls consisting of slope breakers, silt fences, sedimentation barriers, staked hay or straw bales, matting and diking. | 2022-12-22 | 610493 | 100
24689 | T1 | ATMOS ENERGY CORPORATION | MID-TEX PIPELINE SEGMENT IN BOSQUE COUNTY | MID-TEX PIPELINE SEGMENT IN BOSQUE COUNTY | Bosque County | TX | 76663 | BOSQUE | CN602730319 | RN111619748 | Sedimentation and erosion controls consisting of slope breakers, silt fences, sedimentation barriers, staked hay or straw bales, matting and diking. | The following property is used 100% for pollution control to meet or exceed federal or state regulations: Sedimentation and erosion controls consisting of slope breakers, silt fences, sedimentation barriers, staked hay or straw bales, matting and diking. | 2022-12-22 | 697205 | 100
24690 | T1 | ATMOS ENERGY CORPORATION | MID-TEX PIPELINE SEGMENT IN WILBARGER COUNTY | MID-TEX PIPELINE SEGMENT IN WILBARGER COUNTY | Wilbarger County | TX | 76384 | WILBARGER | CN602730319 | RN111619755 | Sedimentation and erosion controls consisting of slope breakers, silt fences, sedimentation barriers, staked hay or straw bales, matting and diking. | The following property is used 100% for pollution control to meet or exceed federal or state regulations: Sedimentation and erosion controls consisting of slope breakers, silt fences, sedimentation barriers, staked hay or straw bales, matting and diking. | 2022-12-22 | 742301 | 100
24691 | T1 | ATMOS ENERGY CORPORATION | MID-TEX PIPELINE SEGMENT IN BRAZOS COUNTY | MID-TEX PIPELINE SEGMENT IN BRAZOS COUNTY | Brazos County | TX | 77801 | BRAZOS | CN602730319 | RN111619763 | Sedimentation and erosion controls consisting of slope breakers, silt fences, sedimentation barriers, staked hay or straw bales, matting and diking. | The following property is used 100% for pollution control to meet or exceed federal or state regulations: Sedimentation and erosion controls consisting of slope breakers, silt fences, sedimentation barriers, staked hay or straw bales, matting and diking. | 2022-12-23 | 846193 | 100
24692 | T1 | ATMOS ENERGY CORPORATION | MID-TEX PIPELINE SEGMENT IN MONTAGUE COUNTY | MID-TEX PIPELINE SEGMENT IN MONTAGUE COUNTY | Montague County | TX | 76251 | MONTAGUE | CN602730319 | RN111619771 | Sedimentation and erosion controls consisting of slope breakers, silt fences, sedimentation barriers, staked hay or straw bales, matting and diking. | The following property is used 100% for pollution control to meet or exceed federal or state regulations: Sedimentation and erosion controls consisting of slope breakers, silt fences, sedimentation barriers, staked hay or straw bales, matting and diking. | 2022-12-23 | 1009359 | 100
24693 | T1 | ATMOS ENERGY CORPORATION | MID-TEX PIPELINE SEGMENT IN HOPKINS COUNTY | MID-TEX PIPELINE SEGMENT IN HOPKINS COUNTY | Hopkins County | TX | 75482 | HOPKINS | CN602730319 | RN111619789 | Sedimentation and erosion controls consisting of slope breakers, silt fences, sedimentation barriers, staked hay or straw bales, matting and diking. | The following property is used 100% for pollution control to meet or exceed federal or state regulations: Sedimentation and erosion controls consisting of slope breakers, silt fences, sedimentation barriers, staked hay or straw bales, matting and diking. | 2022-12-23 | 1053212 | 100
24694 | T1 | ATMOS ENERGY CORPORATION | MID-TEX PIPELINE SEGMENT IN BELL COUNTY | MID-TEX PIPELINE SEGMENT IN BELL COUNTY | Bell County | TX | 76513 | BELL | CN602730319 | RN111619797 | Sedimentation and erosion controls consisting of slope breakers, silt fences, sedimentation barriers, staked hay or straw bales, matting and diking. | The following property is used 100% for pollution control to meet or exceed federal or state regulations: Sedimentation and erosion controls consisting of slope breakers, silt fences, sedimentation barriers, staked hay or straw bales, matting and diking. | 2022-12-23 | 1305733 | 100
24695 | T1 | ATMOS ENERGY CORPORATION | MID-TEX PIPELINE SEGMENT IN TAYLOR COUNTY | MID-TEX PIPELINE SEGMENT IN TAYLOR COUNTY | Taylor County | TX | 79601 | TAYLOR | CN602730319 | RN111619805 | Sedimentation and erosion controls consisting of slope breakers, silt fences, sedimentation barriers, staked hay or straw bales, matting and diking. | The following property is used 100% for pollution control to meet or exceed federal or state regulations: Sedimentation and erosion controls consisting of slope breakers, silt fences, sedimentation barriers, staked hay or straw bales, matting and diking. | 2022-12-23 | 1481850 | 100
24696 | T1 | ATMOS ENERGY CORPORATION | MID-TEX PIPELINE SEGMENT IN KAUFMAN COUNTY | MID-TEX PIPELINE SEGMENT IN KAUFMAN COUNTY | Kaufman County | TX | 75142 | KAUFMAN | CN602730319 | RN111619813 | Sedimentation and erosion controls consisting of slope breakers, silt fences, sedimentation barriers, staked hay or straw bales, matting and diking. | The following property is used 100% for pollution control to meet or exceed federal or state regulations: Sedimentation and erosion controls consisting of slope breakers, silt fences, sedimentation barriers, staked hay or straw bales, matting and diking. | 2022-12-23 | 2944007 | 100
24697 | T1 | ATMOS ENERGY CORPORATION | MID-TEX PIPELINE SEGMENT IN GREGG COUNTY | MID-TEX PIPELINE SEGMENT IN GREGG COUNTY | Gregg County | TX | 75601 | GREGG | CN602730319 | RN111619821 | Sedimentation and erosion controls consisting of slope breakers, silt fences, sedimentation barriers, staked hay or straw bales, matting and diking. | The following property is used 100% for pollution control to meet or exceed federal or state regulations: Sedimentation and erosion controls consisting of slope breakers, silt fences, sedimentation barriers, staked hay or straw bales, matting and diking. | 2022-12-23 | 2955311 | 100
24698 | T1 | ATMOS ENERGY CORPORATION | MID-TEX PIPELINE SEGMENT IN MCLENNAN COUNTY | MID-TEX PIPELINE SEGMENT IN MCLENNAN COUNTY | Mclennan County | TX | 76633 | MCLENNAN | CN602730319 | RN111619680 | Cathodic protection on the Mid-Tex pipeline segment in McLennan County. | The following property is used 100% for pollution control to meet or exceed federal or state regulations: Cathodic protection on the Mid-Tex pipeline segment in McLennan County. | 2022-12-27 | 136702 | 100
24699 | T1 | ATMOS ENERGY CORPORATION | MID-TEX PIPELINE SEGMENT IN PALO PINTO COUNTY | MID-TEX PIPELINE SEGMENT IN PALO PINTO COUNTY | Palo Pinto County | TX | 76484 | PALO PINTO | CN602730319 | RN111620613 | Cathodic protection on the Mid-Tex pipeline segment in Palo Pinto County. | The following property is used 100% for pollution control to meet or exceed federal or state regulations: Cathodic protection on the Mid-Tex pipeline segment in Palo Pinto County. | 2022-12-28 | 142077 | 100
24700 | T1 | ATMOS ENERGY CORPORATION | MID-TEX PIPELINE SEGMENT IN HOOD COUNTY | MID-TEX PIPELINE SEGMENT IN HOOD COUNTY | Hood County | TX | 76048 | HOOD | CN602730319 | RN111620621 | Cathodic protection on the Mid-Tex pipeline segment in Hood County. | The following property is used 100% for pollution control to meet or exceed federal or state regulations: Cathodic protection on the Mid-Tex pipeline segment in Hood County. | 2022-12-28 | 160369 | 100
24701 | T1 | ATMOS ENERGY CORPORATION | MID-TEX PIPELINE SEGMENT IN NOLAN COUNTY | MID-TEX PIPELINE SEGMENT IN NOLAN COUNTY | Nolan County | TX | 79556 | NOLAN | CN602730319 | RN111619557 | Cathodic protection on the Mid-Tex pipeline segment in Nolan County. | The following property is used 100% for pollution control to meet or exceed federal or state regulations: Cathodic protection on the Mid-Tex pipeline segment in Nolan County. | 2022-12-28 | 162954 | 100
24702 | T1 | ATMOS ENERGY CORPORATION | MID-TEX PIPELINE SEGMENT IN JOHNSON COUNTY | MID-TEX PIPELINE SEGMENT IN JOHNSON COUNTY | Johnson County | TX | 76031 | JOHNSON | CN602730319 | RN111619516 | Cathodic protection on the Mid-Tex pipeline segment in Johnson County. | The following property is used 100% for pollution control to meet or exceed federal or state regulations: Cathodic protection on the Mid-Tex pipeline segment in Johnson County. | 2022-12-28 | 175337 | 100
24703 | T1 | ATMOS ENERGY CORPORATION | MID-TEX PIPELINE SEGMENT IN HUNT COUNTY | MID-TEX PIPELINE SEGMENT IN HUNT COUNTY | Hunt County | TX | 75401 | HUNT | CN602730319 | RN111619581 | Cathodic protection on the Mid-Tex pipeline segment in Hunt County. | The following property is used 100% for pollution control to meet or exceed federal or state regulations: Cathodic protection on the Mid-Tex pipeline segment in Hunt County. | 2022-12-28 | 181380 | 100
24704 | T1 | ATMOS ENERGY CORPORATION | MID-TEX PIPELINE SEGMENT IN FISHER COUNTY | MID-TEX PIPELINE SEGMENT IN FISHER COUNTY | Fisher County | TX | 79543 | FISHER | CN602730319 | RN111619599 | Cathodic protection on the Mid-Tex pipeline segment in Fisher County. | The following property is used 100% for pollution control to meet or exceed federal or state regulations: Cathodic protection on the Mid-Tex pipeline segment in Fisher County. | 2022-12-28 | 185531 | 100
24705 | T1 | ATMOS ENERGY CORPORATION | MID-TEX PIPELINE SEGMENT IN HOPKINS COUNTY | MID-TEX PIPELINE SEGMENT IN HOPKINS COUNTY | Hopkins County | TX | 75482 | HOPKINS | CN602730319 | RN111619789 | Cathodic protection on the Mid-Tex pipeline segment in Hopkins County. | The following property is used 100% for pollution control to meet or exceed federal or state regulations: Cathodic protection on the Mid-Tex pipeline segment in Hopkins County. | 2023-01-06 | 188610 | 100
24706 | T1 | ATMOS ENERGY CORPORATION | MID-TEX PIPELINE SEGMENT IN LLANO COUNTY | MID-TEX PIPELINE SEGMENT IN LLANO COUNTY | Llano County | TX | 78643 | LLANO | CN602730319 | RN111620639 | Cathodic protection on the Mid-Tex pipeline segment in Llano County. | The following property is used 100% for pollution control to meet or exceed federal or state regulations: Cathodic protection on the Mid-Tex pipeline segment in Llano County. | 2022-12-28 | 201306 | 100
24707 | T1 | ATMOS ENERGY CORPORATION | MID-TEX PIPELINE SEGMENT IN BRAZOS COUNTY | MID-TEX PIPELINE SEGMENT IN BRAZOS COUNTY | Brazos County | TX | 77801 | BRAZOS | CN602730319 | RN111619763 | Cathodic protection on the Mid-Tex pipeline segment in Brazos County. | The following property is used 100% for pollution control to meet or exceed federal or state regulations: Cathodic protection on the Mid-Tex pipeline segment in Brazos County. | 2022-12-28 | 202100 | 100
24708 | T1 | ATMOS ENERGY CORPORATION | MID-TEX PIPELINE SEGMENT IN EASTLAND COUNTY | MID-TEX PIPELINE SEGMENT IN EASTLAND COUNTY | Eastland County | TX | 76448 | EASTLAND | CN602730319 | RN111620647 | Cathodic protection on the Mid-Tex pipeline segment in Eastland County. | The following property is used 100% for pollution control to meet or exceed federal or state regulations: Cathodic protection on the Mid-Tex pipeline segment in Eastland County. | 2022-12-28 | 217910 | 100
24709 | T1 | ATMOS ENERGY CORPORATION | MID-TEX PIPELINE SEGMENT IN BOSQUE COUNTY | MID-TEX PIPELINE SEGMENT IN BOSQUE COUNTY | Bosque County | TX | 76663 | BOSQUE | CN602730319 | RN111619748 | Cathodic protection on the Mid-Tex pipeline segment in Bosque County. | The following property is used 100% for pollution control to meet or exceed federal or state regulations: Cathodic protection on the Mid-Tex pipeline segment in Bosque County. | 2022-12-28 | 222292 | 100
24710 | T1 | ATMOS ENERGY CORPORATION | MID-TEX PIPELINE SEGMENT IN GREGG COUNTY | MID-TEX PIPELINE SEGMENT IN GREGG COUNTY | Gregg County | TX | 75601 | GREGG | CN602730319 | RN111619821 | Cathodic protection on the Mid-Tex pipeline segment in Gregg County. | The following property is used 100% for pollution control to meet or exceed federal or state regulations: Cathodic protection on the Mid-Tex pipeline segment in Gregg County. | 2023-01-02 | 223162 | 100
24711 | T1 | ATMOS ENERGY CORPORATION | MID-TEX PIPELINE SEGMENT IN DENTON COUNTY | MID-TEX PIPELINE SEGMENT IN DENTON COUNTY | Denton County | TX | 75065 | DENTON | CN602730319 | RN111619607 | Cathodic protection on the Mid-Tex pipeline segment in Denton County. | The following property is used 100% for pollution control to meet or exceed federal or state regulations: Cathodic protection on the Mid-Tex pipeline segment in Denton County. | 2023-01-02 | 230754 | 100
24712 | T1 | ATMOS ENERGY CORPORATION | MID-TEX PIPELINE SEGMENT IN SCURRY COUNTY | MID-TEX PIPELINE SEGMENT IN SCURRY COUNTY | Scurry County | TX | 79549 | SCURRY | CN602730319 | RN111620654 | Cathodic protection on the Mid-Tex pipeline segment in Scurry County. | The following property is used 100% for pollution control to meet or exceed federal or state regulations: Cathodic protection on the Mid-Tex pipeline segment in Scurry County. | 2023-01-02 | 233127 | 100
24713 | T1 | ATMOS ENERGY CORPORATION | MID-TEX PIPELINE SEGMENT IN WILLIAMSON COUNTY | MID-TEX PIPELINE SEGMENT IN WILLIAMSON COUNTY | Williamson County | TX | 78626 | WILLIAMSON | CN602730319 | RN111620662 | Cathodic protection on the Mid-Tex pipeline segment in Williamson County. | The following property is used 100% for pollution control to meet or exceed federal or state regulations: Cathodic protection on the Mid-Tex pipeline segment in Scurry County. | 2023-01-02 | 238072 | 100
24714 | T1 | ATMOS ENERGY CORPORATION | MID-TEX PIPELINE SEGMENT IN BURNET COUNTY | MID-TEX PIPELINE SEGMENT IN BURNET COUNTY | Burnet County | TX | 78611 | BURNET | CN602730319 | RN111620670 | Cathodic protection on the Mid-Tex pipeline segment in Burnet County. | The following property is used 100% for pollution control to meet or exceed federal or state regulations: Cathodic protection on the Mid-Tex pipeline segment in Burnet County. | 2023-01-03 | 248541 | 100
24715 | T1 | ATMOS ENERGY CORPORATION | MID-TEX PIPELINE SEGMENT IN SMITH COUNTY | MID-TEX PIPELINE SEGMENT IN SMITH COUNTY | Smith County | TX | 75701 | SMITH | CN602730319 | RN111620688 | Cathodic protection on the Mid-Tex pipeline segment in Smith County. | The following property is used 100% for pollution control to meet or exceed federal or state regulations: Cathodic protection on the Mid-Tex pipeline segment in Smith County. | 2023-01-03 | 252411 | 100
24716 | T1 | ATMOS ENERGY CORPORATION | MID-TEX PIPELINE SEGMENT IN ANDERSON COUNTY | MID-TEX PIPELINE SEGMENT IN ANDERSON COUNTY | Anderson County | TX | 75801 | ANDERSON | CN602730319 | RN111620696 | Cathodic protection on the Mid-Tex pipeline segment in Anderson County. | The following property is used 100% for pollution control to meet or exceed federal or state regulations: Cathodic protection on the Mid-Tex pipeline segment in Anderson County. | 2023-01-03 | 253957 | 100
24717 | T1 | ATMOS ENERGY CORPORATION | MID-TEX PIPELINE SEGMENT IN GRIMES COUNTY | MID-TEX PIPELINE SEGMENT IN GRIMES COUNTY | Grimes County | TX | 77830 | GRIMES | CN602730319 | RN111619573 | Cathodic protection on the Mid-Tex pipeline segment in Grimes County. | The following property is used 100% for pollution control to meet or exceed federal or state regulations: Cathodic protection on the Mid-Tex pipeline segment in Grimes County. | 2023-01-03 | 291814 | 100
24718 | T1 | ATMOS ENERGY CORPORATION | MID-TEX PIPELINE SEGMENT IN ELLIS COUNTY | MID-TEX PIPELINE SEGMENT IN ELLIS COUNTY | Ellis County | TX | 75165 | ELLIS | CN602730319 | RN111620704 | Cathodic protection on the Mid-Tex pipeline segment in Ellis County. | The following property is used 100% for pollution control to meet or exceed federal or state regulations: Cathodic protection on the Mid-Tex pipeline segment in Ellis County. | 2023-01-03 | 303836 | 100
24719 | T1 | ATMOS ENERGY CORPORATION | MID-TEX PIPELINE SEGMENT IN NAVARRO COUNTY | MID-TEX PIPELINE SEGMENT IN NAVARRO COUNTY | Navarro County | TX | 75109 | NAVARRO | CN602730319 | RN111619730 | Cathodic protection on the Mid-Tex pipeline segment in Navarro County. | The following property is used 100% for pollution control to meet or exceed federal or state regulations: Cathodic protection on the Mid-Tex pipeline segment in Navarro County. | 2023-01-03 | 309656 | 100
24720 | T1 | ATMOS ENERGY CORPORATION | MID-TEX PIPELINE SEGMENT IN HENDERSON COUNTY | MID-TEX PIPELINE SEGMENT IN HENDERSON COUNTY | Henderson County | TX | 75751 | HENDERSON | CN602730319 | RN111620720 | Cathodic protection on the Mid-Tex pipeline segment in Henderson County. | The following property is used 100% for pollution control to meet or exceed federal or state regulations: Cathodic protection on the Mid-Tex pipeline segment in Henderson County. | 2023-01-03 | 338923 | 100
24721 | T1 | ATMOS ENERGY CORPORATION | MID-TEX PIPELINE SEGMENT IN BELL COUNTY | MID-TEX PIPELINE SEGMENT IN BELL COUNTY | Bell County | TX | 76513 | BELL | CN602730319 | RN111619797 | Cathodic protection on the Mid-Tex pipeline segment in Bell County. | The following property is used 100% for pollution control to meet or exceed federal or state regulations: Cathodic protection on the Mid-Tex pipeline segment in Bell County. | 2023-01-03 | 350088 | 100
24722 | T1 | ATMOS ENERGY CORPORATION | MID-TEX PIPELINE SEGMENT IN DALLAS COUNTY | MID-TEX PIPELINE SEGMENT IN DALLAS COUNTY | Dallas County | TX | 75001 | DALLAS | CN602730319 | RN111619664 | Cathodic protection on the Mid-Tex pipeline segment in Dallas County. | The following property is used 100% for pollution control to meet or exceed federal or state regulations: Cathodic protection on the Mid-Tex pipeline segment in Dallas County. | 2023-01-04 | 355470 | 100
24723 | T1 | ATMOS ENERGY CORPORATION | MID-TEX PIPELINE SEGMENT IN JONES COUNTY | MID-TEX PIPELINE SEGMENT IN JONES COUNTY | Jones County | TX | 79501 | JONES | CN602730319 | RN111620738 | Cathodic protection on the Mid-Tex pipeline segment in Jones County. | The following property is used 100% for pollution control to meet or exceed federal or state regulations: Cathodic protection on the Mid-Tex pipeline segment in Jones County. | 2023-01-04 | 374559 | 100
24724 | T1 | ATMOS ENERGY CORPORATION | MID-TEX PIPELINE SEGMENT IN TAYLOR COUNTY | MID-TEX PIPELINE SEGMENT IN TAYLOR COUNTY | Taylor County | TX | 79601 | TAYLOR | CN602730319 | RN111619805 | Cathodic protection on the Mid-Tex pipeline segment in Taylor County. | The following property is used 100% for pollution control to meet or exceed federal or state regulations: Cathodic protection on the Mid-Tex pipeline segment in Taylor County. | 2023-01-04 | 390560 | 100
24725 | T1 | ATMOS ENERGY CORPORATION | MID-TEX PIPELINE SEGMENT IN CLAY COUNTY | MID-TEX PIPELINE SEGMENT IN CLAY COUNTY | Clay County | TX | 76365 | CLAY | CN602730319 | RN111619649 | Cathodic protection on the Mid-Tex pipeline segment in Clay County. | The following property is used 100% for pollution control to meet or exceed federal or state regulations: Cathodic protection on the Mid-Tex pipeline segment in Clay County. | 2023-01-04 | 475492 | 100
24726 | T1 | ATMOS ENERGY CORPORATION | MID-TEX PIPELINE SEGMENT IN WICHITA COUNTY | MID-TEX PIPELINE SEGMENT IN WICHITA COUNTY | Wichita County | TX | 76301 | WICHITA | CN602730319 | RN111620746 | Cathodic protection on the Mid-Tex pipeline segment in Wichita County. | The following property is used 100% for pollution control to meet or exceed federal or state regulations: Cathodic protection on the Mid-Tex pipeline segment in Wichita County. | 2023-01-04 | 519553 | 100
24727 | T1 | ATMOS ENERGY CORPORATION | MID-TEX PIPELINE SEGMENT IN VAN ZANDT COUNTY | MID-TEX PIPELINE SEGMENT IN VAN ZANDT COUNTY | Van Zandt County | TX | 75103 | VAN ZANDT | CN602730319 | RN111620753 | Cathodic protection on the Mid-Tex pipeline segment in Clay County. | The following property is used 100% for pollution control to meet or exceed federal or state regulations: Cathodic protection on the Mid-Tex pipeline segment in Van Zandt County. | 2023-01-04 | 712331 | 100
24728 | T1 | ATMOS ENERGY CORPORATION | MID-TEX PIPELINE SEGMENT IN COLLIN COUNTY | MID-TEX PIPELINE SEGMENT IN COLLIN COUNTY | Collin County | TX | 75069 | COLLIN | CN602730319 | RN111620761 | Cathodic protection on the Mid-Tex pipeline segment in Van Zandt County. | The following property is used 100% for pollution control to meet or exceed federal or state regulations: Cathodic protection on the Mid-Tex pipeline segment in Collin County. | 2023-01-04 | 919241 | 100
24729 | T1 | ATMOS ENERGY CORPORATION | MID-TEX PIPELINE SEGMENT IN TRAVIS COUNTY | MID-TEX PIPELINE SEGMENT IN TRAVIS COUNTY | Travis County | TX | 73301 | TRAVIS | CN602730319 | RN111619672 | Cathodic protection on the Mid-Tex pipeline segment in Collin County. | The following property is used 100% for pollution control to meet or exceed federal or state regulations: Cathodic protection on the Mid-Tex pipeline segment in Travis County. | 2023-01-04 | 1027836 | 100
24730 | T1 | ATMOS ENERGY CORPORATION | MID-TEX PIPELINE SEGMENT IN LIMESTONE COUNTY | MID-TEX PIPELINE SEGMENT IN LIMESTONE COUNTY | Limestone County | TX | 76642 | LIMESTONE | CN602730319 | RN111620779 | Cathodic protection on the Mid-Tex pipeline segment in Travis County. | The following property is used 100% for pollution control to meet or exceed federal or state regulations: Cathodic protection on the Mid-Tex pipeline segment in Limestone County. | 2023-01-04 | 1169800 | 100
24731 | T1 | ATMOS ENERGY CORPORATION | MID-TEX PIPELINE SEGMENT IN MADISON COUNTY | MID-TEX PIPELINE SEGMENT IN MADISON COUNTY | Madison County | TX | 77864 | MADISON | CN602730319 | RN111619615 | A pipeline inspection gauge, or PIG, is a technology used to detect breach and wear in a pipeline. PIGs used for inspection are sometimes referred to as in-line inspection, intelligent, or smart PIGs. The PIG utilizes magnetic flux leakage MFL technology that detects corrosion and pitting in the pipeline. Information that can be provided by a PIG may include the following Temperature and pressure recording, Metal-loss and corrosion detection, Photographic inspection, Crack detection, Leak detection, and Mapping. The PIG is introduced to the Pipeline in a module known as a PIG Launcher. The PIG is inserted and then launched from a PIG trap. When the inspection is complete, the PIG is received in a PIG Receiver and removed. The PIG is propelled by the pressure of the natural gas in the Pipeline and collects real-time data while traveling through the Pipeline. The sophisticated MFL technology allows the PIG to detect defects as small as 1 x 1 cm. After a PIG run is complete, positional data and Pipeline evaluation data are collected from the PIG to ultimately provide a specific defect map of the Pipeline. By evaluating these defects, the pipeline can be repaired before any leakage or environmental damage develops. Furthermore, if leakage occurs, leaked natural gas is a fugitive material that can contribute to the pollution of the waters and lands of the State of Texas. The Pipeline Systems Intelligent PIG Launchers and Receivers are used in conjunction with intelligent PIGs to detect and locate pipeline leaks and defects that can lead to inadvertent leaks or spills, contaminating groundwater, surface water, and lands of the State of Texas. | The following property is used 100% for pollution control to meet or exceed federal or state regulations: Intelligent pipeline inspection gauge (PIG) launchers located at 30.964138803, -95.936761450; 30.921639980, -96.178163761; and 30.903452504, -95.791745317. | 2023-01-04 | 144994 | 100
24732 | T1 | ATMOS ENERGY CORPORATION | MID-TEX PIPELINE SEGMENT IN BRAZOS COUNTY | MID-TEX PIPELINE SEGMENT IN BRAZOS COUNTY | Brazos County | TX | 77801 | BRAZOS | CN602730319 | RN111619763 | A pipeline inspection gauge, or PIG, is a technology used to detect breach and wear in a pipeline. PIGs used for inspection are sometimes referred to as in-line inspection, intelligent, or smart PIGs. The PIG utilizes magnetic flux leakage MFL technology that detects corrosion and pitting in the pipeline. Information that can be provided by a PIG may include the following Temperature and pressure recording, Metal-loss and corrosion detection, Photographic inspection, Crack detection, Leak detection, and Mapping. The PIG is introduced to the Pipeline in a module known as a PIG Launcher. The PIG is inserted and then launched from a PIG trap. When the inspection is complete, the PIG is received in a PIG Receiver and removed. The PIG is propelled by the pressure of the natural gas in the Pipeline and collects real-time data while traveling through the Pipeline. The sophisticated MFL technology allows the PIG to detect defects as small as 1 x 1 cm. After a PIG run is complete, positional data and Pipeline evaluation data are collected from the PIG to ultimately provide a specific defect map of the Pipeline. By evaluating these defects, the pipeline can be repaired before any leakage or environmental damage develops. Furthermore, if leakage occurs, leaked natural gas is a fugitive material that can contribute to the pollution of the waters and lands of the State of Texas. The Pipeline Systems Intelligent PIG Launchers and Receivers are used in conjunction with intelligent PIGs to detect and locate pipeline leaks and defects that can lead to inadvertent leaks or spills, contaminating groundwater, surface water, and lands of the State of Texas. | The following property is used 100% for pollution control to meet or exceed federal or state regulations: Intelligent pipeline inspection gauge (PIG) launchers located at 30.705543198, -96.338409148 and 30.809972307, -96.261967140. | 2022-12-19 12:17 | 153502 | 100
24733 | T1 | ATMOS ENERGY CORPORATION | MID-TEX PIPELINE SEGMENT IN WALLER COUNTY | MID-TEX PIPELINE SEGMENT IN WALLER COUNTY | Waller County | TX | 77445 | WALLER | CN602730319 | RN111621967 | A pipeline inspection gauge, or PIG, is a technology used to detect breach and wear in a pipeline. PIGs used for inspection are sometimes referred to as in-line inspection, intelligent, or smart PIGs. The PIG utilizes magnetic flux leakage MFL technology that detects corrosion and pitting in the pipeline. Information that can be provided by a PIG may include the following Temperature and pressure recording, Metal-loss and corrosion detection, Photographic inspection, Crack detection, Leak detection, and Mapping. The PIG is introduced to the Pipeline in a module known as a PIG Launcher. The PIG is inserted and then launched from a PIG trap. When the inspection is complete, the PIG is received in a PIG Receiver and removed. The PIG is propelled by the pressure of the natural gas in the Pipeline and collects real-time data while traveling through the Pipeline. The sophisticated MFL technology allows the PIG to detect defects as small as 1 x 1 cm. After a PIG run is complete, positional data and Pipeline evaluation data are collected from the PIG to ultimately provide a specific defect map of the Pipeline. By evaluating these defects, the pipeline can be repaired before any leakage or environmental damage develops. Furthermore, if leakage occurs, leaked natural gas is a fugitive material that can contribute to the pollution of the waters and lands of the State of Texas. The Pipeline Systems Intelligent PIG Launchers and Receivers are used in conjunction with intelligent PIGs to detect and locate pipeline leaks and defects that can lead to inadvertent leaks or spills, contaminating groundwater, surface water, and lands of the State of Texas. | Application withdrawn by applicant | 2022-12-19 12:17 | 169530 | 100
24734 | T1 | ATMOS ENERGY CORPORATION | MID-TEX PIPELINE SEGMENT IN HENDERSON COUNTY | MID-TEX PIPELINE SEGMENT IN HENDERSON COUNTY | Henderson County | TX | 75751 | HENDERSON | CN602730319 | RN111620720 | A pipeline inspection gauge, or PIG, is a technology used to detect breach and wear in a pipeline. PIGs used for inspection are sometimes referred to as in-line inspection, intelligent, or smart PIGs. The PIG utilizes magnetic flux leakage MFL technology that detects corrosion and pitting in the pipeline. Information that can be provided by a PIG may include the following Temperature and pressure recording, Metal-loss and corrosion detection, Photographic inspection, Crack detection, Leak detection, and Mapping. The PIG is introduced to the Pipeline in a module known as a PIG Launcher. The PIG is inserted and then launched from a PIG trap. When the inspection is complete, the PIG is received in a PIG Receiver and removed. The PIG is propelled by the pressure of the natural gas in the Pipeline and collects real-time data while traveling through the Pipeline. The sophisticated MFL technology allows the PIG to detect defects as small as 1 x 1 cm. After a PIG run is complete, positional data and Pipeline evaluation data are collected from the PIG to ultimately provide a specific defect map of the Pipeline. By evaluating these defects, the pipeline can be repaired before any leakage or environmental damage develops. Furthermore, if leakage occurs, leaked natural gas is a fugitive material that can contribute to the pollution of the waters and lands of the State of Texas. The Pipeline Systems Intelligent PIG Launchers and Receivers are used in conjunction with intelligent PIGs to detect and locate pipeline leaks and defects that can lead to inadvertent leaks or spills, contaminating groundwater, surface water, and lands of the State of Texas. | The following property is used 100% for pollution control to meet or exceed federal or state regulations: Intelligent pipeline inspection gauge (PIG) launchers located at 32.305718190, -95.686891180; 32.638399080, -96.865395200; and 32.304726680, -95.691299330. | 2023-01-04 | 192293 | 100
24735 | T1 | ATMOS ENERGY CORPORATION | MID-TEX PIPELINE SEGMENT IN LIMESTONE COUNTY | MID-TEX PIPELINE SEGMENT IN LIMESTONE COUNTY | Limestone County | TX | 76642 | LIMESTONE | CN602730319 | RN111620779 | A pipeline inspection gauge, or PIG, is a technology used to detect breach and wear in a pipeline. PIGs used for inspection are sometimes referred to as in-line inspection, intelligent, or smart PIGs. The PIG utilizes magnetic flux leakage MFL technology that detects corrosion and pitting in the pipeline. Information that can be provided by a PIG may include the following Temperature and pressure recording, Metal-loss and corrosion detection, Photographic inspection, Crack detection, Leak detection, and Mapping. The PIG is introduced to the Pipeline in a module known as a PIG Launcher. The PIG is inserted and then launched from a PIG trap. When the inspection is complete, the PIG is received in a PIG Receiver and removed. The PIG is propelled by the pressure of the natural gas in the Pipeline and collects real-time data while traveling through the Pipeline. The sophisticated MFL technology allows the PIG to detect defects as small as 1 x 1 cm. After a PIG run is complete, positional data and Pipeline evaluation data are collected from the PIG to ultimately provide a specific defect map of the Pipeline. By evaluating these defects, the pipeline can be repaired before any leakage or environmental damage develops. Furthermore, if leakage occurs, leaked natural gas is a fugitive material that can contribute to the pollution of the waters and lands of the State of Texas. The Pipeline Systems Intelligent PIG Launchers and Receivers are used in conjunction with intelligent PIGs to detect and locate pipeline leaks and defects that can lead to inadvertent leaks or spills, contaminating groundwater, surface water, and lands of the State of Texas. | Application withdrawn by applicant | 2022-12-19 12:17 | 233217 | 100
24736 | T1 | ATMOS ENERGY CORPORATION | MID-TEX PIPELINE SEGMENT IN BELL COUNTY | MID-TEX PIPELINE SEGMENT IN BELL COUNTY | Bell County | TX | 76513 | BELL | CN602730319 | RN111619797 | A pipeline inspection gauge, or PIG, is a technology used to detect breach and wear in a pipeline. PIGs used for inspection are sometimes referred to as in-line inspection, intelligent, or smart PIGs. The PIG utilizes magnetic flux leakage MFL technology that detects corrosion and pitting in the pipeline. Information that can be provided by a PIG may include the following Temperature and pressure recording, Metal-loss and corrosion detection, Photographic inspection, Crack detection, Leak detection, and Mapping. The PIG is introduced to the Pipeline in a module known as a PIG Launcher. The PIG is inserted and then launched from a PIG trap. When the inspection is complete, the PIG is received in a PIG Receiver and removed. The PIG is propelled by the pressure of the natural gas in the Pipeline and collects real-time data while traveling through the Pipeline. The sophisticated MFL technology allows the PIG to detect defects as small as 1 x 1 cm. After a PIG run is complete, positional data and Pipeline evaluation data are collected from the PIG to ultimately provide a specific defect map of the Pipeline. By evaluating these defects, the pipeline can be repaired before any leakage or environmental damage develops. Furthermore, if leakage occurs, leaked natural gas is a fugitive material that can contribute to the pollution of the waters and lands of the State of Texas. The Pipeline Systems Intelligent PIG Launchers and Receivers are used in conjunction with intelligent PIGs to detect and locate pipeline leaks and defects that can lead to inadvertent leaks or spills, contaminating groundwater, surface water, and lands of the State of Texas. | The following property is used 100% for pollution control to meet or exceed federal or state regulations: Intelligent pipeline inspection gauge (PIG) launchers located at 31.025291000, -97.350318000 and 31.025290797, -97.350317373. | 2022-12-19 12:18 | 246257 | 100
24737 | T1 | ATMOS ENERGY CORPORATION | MID-TEX PIPELINE SEGMENT IN DALLAS COUNTY | MID-TEX PIPELINE SEGMENT IN DALLAS COUNTY | Dallas County | TX | 75001 | DALLAS | CN602730319 | RN111619664 | A pipeline inspection gauge, or PIG, is a technology used to detect breach and wear in a pipeline. PIGs used for inspection are sometimes referred to as in-line inspection, intelligent, or smart PIGs. The PIG utilizes magnetic flux leakage MFL technology that detects corrosion and pitting in the pipeline. Information that can be provided by a PIG may include the following Temperature and pressure recording, Metal-loss and corrosion detection, Photographic inspection, Crack detection, Leak detection, and Mapping. The PIG is introduced to the Pipeline in a module known as a PIG Launcher. The PIG is inserted and then launched from a PIG trap. When the inspection is complete, the PIG is received in a PIG Receiver and removed. The PIG is propelled by the pressure of the natural gas in the Pipeline and collects real-time data while traveling through the Pipeline. The sophisticated MFL technology allows the PIG to detect defects as small as 1 x 1 cm. After a PIG run is complete, positional data and Pipeline evaluation data are collected from the PIG to ultimately provide a specific defect map of the Pipeline. By evaluating these defects, the pipeline can be repaired before any leakage or environmental damage develops. Furthermore, if leakage occurs, leaked natural gas is a fugitive material that can contribute to the pollution of the waters and lands of the State of Texas. The Pipeline Systems Intelligent PIG Launchers and Receivers are used in conjunction with intelligent PIGs to detect and locate pipeline leaks and defects that can lead to inadvertent leaks or spills, contaminating groundwater, surface water, and lands of the State of Texas. | The following property is used 100% for pollution control to meet or exceed federal or state regulations: Intelligent pipeline inspection gauge (PIG) launchers located at 32.757165860, -96.524348300; 33.189173960, -96.817842920; 32.954229740, -96.976419220; and 32.951706748, -96.923535689. | 2022-12-19 12:18 | 301999 | 100
24738 | T1 | ATMOS ENERGY CORPORATION | MID-TEX PIPELINE SEGMENT IN HUNT COUNTY | MID-TEX PIPELINE SEGMENT IN HUNT COUNTY | Hunt County | TX | 75401 | HUNT | CN602730319 | RN111619581 | A pipeline inspection gauge, or PIG, is a technology used to detect breach and wear in a pipeline. PIGs used for inspection are sometimes referred to as in-line inspection, intelligent, or smart PIGs. The PIG utilizes magnetic flux leakage MFL technology that detects corrosion and pitting in the pipeline. Information that can be provided by a PIG may include the following Temperature and pressure recording, Metal-loss and corrosion detection, Photographic inspection, Crack detection, Leak detection, and Mapping. The PIG is introduced to the Pipeline in a module known as a PIG Launcher. The PIG is inserted and then launched from a PIG trap. When the inspection is complete, the PIG is received in a PIG Receiver and removed. The PIG is propelled by the pressure of the natural gas in the Pipeline and collects real-time data while traveling through the Pipeline. The sophisticated MFL technology allows the PIG to detect defects as small as 1 x 1 cm. After a PIG run is complete, positional data and Pipeline evaluation data are collected from the PIG to ultimately provide a specific defect map of the Pipeline. By evaluating these defects, the pipeline can be repaired before any leakage or environmental damage develops. Furthermore, if leakage occurs, leaked natural gas is a fugitive material that can contribute to the pollution of the waters and lands of the State of Texas. The Pipeline Systems Intelligent PIG Launchers and Receivers are used in conjunction with intelligent PIGs to detect and locate pipeline leaks and defects that can lead to inadvertent leaks or spills, contaminating groundwater, surface water, and lands of the State of Texas. | The following property is used 100% for pollution control to meet or exceed federal or state regulations: Intelligent pipeline inspection gauge (PIG) launchers located at 33.167361263, -95.929896917; 33.368524169, -95.980309077; and 32.955358000, -96.422881000. | 2022-12-19 12:18 | 404998 | 100
24739 | T1 | ATMOS ENERGY CORPORATION | MID-TEX PIPELINE SEGMENT IN LAMAR COUNTY | MID-TEX PIPELINE SEGMENT IN LAMAR COUNTY | Lamar County | TX | 75460 | LAMAR | CN602730319 | RN111619656 | A pipeline inspection gauge, or PIG, is a technology used to detect breach and wear in a pipeline. PIGs used for inspection are sometimes referred to as in-line inspection, intelligent, or smart PIGs. The PIG utilizes magnetic flux leakage MFL technology that detects corrosion and pitting in the pipeline. Information that can be provided by a PIG may include the following Temperature and pressure recording, Metal-loss and corrosion detection, Photographic inspection, Crack detection, Leak detection, and Mapping. The PIG is introduced to the Pipeline in a module known as a PIG Launcher. The PIG is inserted and then launched from a PIG trap. When the inspection is complete, the PIG is received in a PIG Receiver and removed. The PIG is propelled by the pressure of the natural gas in the Pipeline and collects real-time data while traveling through the Pipeline. The sophisticated MFL technology allows the PIG to detect defects as small as 1 x 1 cm. After a PIG run is complete, positional data and Pipeline evaluation data are collected from the PIG to ultimately provide a specific defect map of the Pipeline. By evaluating these defects, the pipeline can be repaired before any leakage or environmental damage develops. Furthermore, if leakage occurs, leaked natural gas is a fugitive material that can contribute to the pollution of the waters and lands of the State of Texas. The Pipeline Systems Intelligent PIG Launchers and Receivers are used in conjunction with intelligent PIGs to detect and locate pipeline leaks and defects that can lead to inadvertent leaks or spills, contaminating groundwater, surface water, and lands of the State of Texas. | The following property is used 100% for pollution control to meet or exceed federal or state regulations: Intelligent pipeline inspection gauge (PIG) launchers located at 33.461506136, -95.697814181 and 33.628381610, -95.722651570. | 2022-12-19 12:18 | 410206 | 100
24740 | T1 | ATMOS ENERGY CORPORATION | MID-TEX PIPELINE SEGMENT IN DENTON COUNTY | MID-TEX PIPELINE SEGMENT IN DENTON COUNTY | Denton County | TX | 75065 | DENTON | CN602730319 | RN111619607 | A pipeline inspection gauge, or PIG, is a technology used to detect breach and wear in a pipeline. PIGs used for inspection are sometimes referred to as in-line inspection, intelligent, or smart PIGs. The PIG utilizes magnetic flux leakage MFL technology that detects corrosion and pitting in the pipeline. Information that can be provided by a PIG may include the following Temperature and pressure recording, Metal-loss and corrosion detection, Photographic inspection, Crack detection, Leak detection, and Mapping. The PIG is introduced to the Pipeline in a module known as a PIG Launcher. The PIG is inserted and then launched from a PIG trap. When the inspection is complete, the PIG is received in a PIG Receiver and removed. The PIG is propelled by the pressure of the natural gas in the Pipeline and collects real-time data while traveling through the Pipeline. The sophisticated MFL technology allows the PIG to detect defects as small as 1 x 1 cm. After a PIG run is complete, positional data and Pipeline evaluation data are collected from the PIG to ultimately provide a specific defect map of the Pipeline. By evaluating these defects, the pipeline can be repaired before any leakage or environmental damage develops. Furthermore, if leakage occurs, leaked natural gas is a fugitive material that can contribute to the pollution of the waters and lands of the State of Texas. The Pipeline Systems Intelligent PIG Launchers and Receivers are used in conjunction with intelligent PIGs to detect and locate pipeline leaks and defects that can lead to inadvertent leaks or spills, contaminating groundwater, surface water, and lands of the State of Texas. | The following property is used 100% for pollution control to meet or exceed federal or state regulations: Intelligent pipeline inspection gauge (PIG) launchers located at 33.129716310, -97.296429660 and 33.325341915, -96.903951395. | 2022-12-19 12:18 | 420281 | 100
24741 | T1 | ATMOS ENERGY CORPORATION | MID-TEX PIPELINE SEGMENT IN MIDLAND COUNTY | MID-TEX PIPELINE SEGMENT IN MIDLAND COUNTY | Midland County | TX | 79701 | MIDLAND | CN602730319 | RN111621983 | A pipeline inspection gauge, or PIG, is a technology used to detect breach and wear in a pipeline. PIGs used for inspection are sometimes referred to as in-line inspection, intelligent, or smart PIGs. The PIG utilizes magnetic flux leakage MFL technology that detects corrosion and pitting in the pipeline. Information that can be provided by a PIG may include the following Temperature and pressure recording, Metal-loss and corrosion detection, Photographic inspection, Crack detection, Leak detection, and Mapping. The PIG is introduced to the Pipeline in a module known as a PIG Launcher. The PIG is inserted and then launched from a PIG trap. When the inspection is complete, the PIG is received in a PIG Receiver and removed. The PIG is propelled by the pressure of the natural gas in the Pipeline and collects real-time data while traveling through the Pipeline. The sophisticated MFL technology allows the PIG to detect defects as small as 1 x 1 cm. After a PIG run is complete, positional data and Pipeline evaluation data are collected from the PIG to ultimately provide a specific defect map of the Pipeline. By evaluating these defects, the pipeline can be repaired before any leakage or environmental damage develops. Furthermore, if leakage occurs, leaked natural gas is a fugitive material that can contribute to the pollution of the waters and lands of the State of Texas. The Pipeline Systems Intelligent PIG Launchers and Receivers are used in conjunction with intelligent PIGs to detect and locate pipeline leaks and defects that can lead to inadvertent leaks or spills, contaminating groundwater, surface water, and lands of the State of Texas. | The following property is used 100% for pollution control to meet or exceed federal or state regulations: Intelligent pipeline inspection gauge (PIG) launcher located at 32.325131700, -98.303945580. | 2022-12-19 12:19 | 472846 | 100
24742 | T1 | ATMOS ENERGY CORPORATION | MID-TEX PIPELINE SEGMENT IN DELTA COUNTY | MID-TEX PIPELINE SEGMENT IN DELTA COUNTY | Delta County | TX | 75432 | DELTA | CN602730319 | RN111621991 | A pipeline inspection gauge, or PIG, is a technology used to detect breach and wear in a pipeline. PIGs used for inspection are sometimes referred to as in-line inspection, intelligent, or smart PIGs. The PIG utilizes magnetic flux leakage MFL technology that detects corrosion and pitting in the pipeline. Information that can be provided by a PIG may include the following Temperature and pressure recording, Metal-loss and corrosion detection, Photographic inspection, Crack detection, Leak detection, and Mapping. The PIG is introduced to the Pipeline in a module known as a PIG Launcher. The PIG is inserted and then launched from a PIG trap. When the inspection is complete, the PIG is received in a PIG Receiver and removed. The PIG is propelled by the pressure of the natural gas in the Pipeline and collects real-time data while traveling through the Pipeline. The sophisticated MFL technology allows the PIG to detect defects as small as 1 x 1 cm. After a PIG run is complete, positional data and Pipeline evaluation data are collected from the PIG to ultimately provide a specific defect map of the Pipeline. By evaluating these defects, the pipeline can be repaired before any leakage or environmental damage develops. Furthermore, if leakage occurs, leaked natural gas is a fugitive material that can contribute to the pollution of the waters and lands of the State of Texas. The Pipeline Systems Intelligent PIG Launchers and Receivers are used in conjunction with intelligent PIGs to detect and locate pipeline leaks and defects that can lead to inadvertent leaks or spills, contaminating groundwater, surface water, and lands of the State of Texas. | The following property is used 100% for pollution control to meet or exceed federal or state regulations: Intelligent pipeline inspection gauge (PIG) launchers located at 33.461506136, -95.697814181 and 33.325341915, -96.903951395. | 2022-12-19 12:19 | 566497 | 100
24743 | T1 | ATMOS ENERGY CORPORATION | MID-TEX PIPELINE SEGMENT IN SCHLEICHER COUNTY | MID-TEX PIPELINE SEGMENT IN SCHLEICHER COUNTY | Schleicher County | TX | 76936 | SCHLEICHER | CN602730319 | RN111622007 | A pipeline inspection gauge, or PIG, is a technology used to detect breach and wear in a pipeline. PIGs used for inspection are sometimes referred to as in-line inspection, intelligent, or smart PIGs. The PIG utilizes magnetic flux leakage MFL technology that detects corrosion and pitting in the pipeline. Information that can be provided by a PIG may include the following Temperature and pressure recording, Metal-loss and corrosion detection, Photographic inspection, Crack detection, Leak detection, and Mapping. The PIG is introduced to the Pipeline in a module known as a PIG Launcher. The PIG is inserted and then launched from a PIG trap. When the inspection is complete, the PIG is received in a PIG Receiver and removed. The PIG is propelled by the pressure of the natural gas in the Pipeline and collects real-time data while traveling through the Pipeline. The sophisticated MFL technology allows the PIG to detect defects as small as 1 x 1 cm. After a PIG run is complete, positional data and Pipeline evaluation data are collected from the PIG to ultimately provide a specific defect map of the Pipeline. By evaluating these defects, the pipeline can be repaired before any leakage or environmental damage develops. Furthermore, if leakage occurs, leaked natural gas is a fugitive material that can contribute to the pollution of the waters and lands of the State of Texas. The Pipeline Systems Intelligent PIG Launchers and Receivers are used in conjunction with intelligent PIGs to detect and locate pipeline leaks and defects that can lead to inadvertent leaks or spills, contaminating groundwater, surface water, and lands of the State of Texas. | The following property is used 100% for pollution control to meet or exceed federal or state regulations: Intelligent pipeline inspection gauge (PIG) launcher located at 30.795552434, -100.457212120. | 2022-12-19 12:19 | 1948399 | 100
24744 | T1 | ATMOS ENERGY CORPORATION | MID-TEX PIPELINE SEGMENT IN ELLIS COUNTY | MID-TEX PIPELINE SEGMENT IN ELLIS COUNTY | Ellis County | TX | 75165 | ELLIS | CN602730319 | RN111620704 | A pipeline inspection gauge, or PIG, is a technology used to detect breach and wear in a pipeline. PIGs used for inspection are sometimes referred to as in-line inspection, intelligent, or smart PIGs. The PIG utilizes magnetic flux leakage MFL technology that detects corrosion and pitting in the pipeline. Information that can be provided by a PIG may include the following Temperature and pressure recording, Metal-loss and corrosion detection, Photographic inspection, Crack detection, Leak detection, and Mapping. The PIG is introduced to the Pipeline in a module known as a PIG Launcher. The PIG is inserted and then launched from a PIG trap. When the inspection is complete, the PIG is received in a PIG Receiver and removed. The PIG is propelled by the pressure of the natural gas in the Pipeline and collects real-time data while traveling through the Pipeline. The sophisticated MFL technology allows the PIG to detect defects as small as 1 x 1 cm. After a PIG run is complete, positional data and Pipeline evaluation data are collected from the PIG to ultimately provide a specific defect map of the Pipeline. By evaluating these defects, the pipeline can be repaired before any leakage or environmental damage develops. Furthermore, if leakage occurs, leaked natural gas is a fugitive material that can contribute to the pollution of the waters and lands of the State of Texas. The Pipeline Systems Intelligent PIG Launchers and Receivers are used in conjunction with intelligent PIGs to detect and locate pipeline leaks and defects that can lead to inadvertent leaks or spills, contaminating groundwater, surface water, and lands of the State of Texas. | The following property is used 100% for pollution control to meet or exceed federal or state regulations: Intelligent pipeline inspection gauge (PIG) launcher located at 32.325131700, -98.303945580. | 2022-12-19 12:19 | 5181003 | 100
24745 | T1 | ATMOS ENERGY CORPORATION | MID-TEX PIPELINE SEGMENT IN WICHITA COUNTY | MID-TEX PIPELINE SEGMENT IN WICHITA COUNTY | Wichita County | TX | 76301 | WICHITA | CN602730319 | RN111624870 | A pipeline inspection gauge, or PIG, is a technology used to detect breach and wear in a pipeline. PIGs used for inspection are sometimes referred to as in-line inspection, intelligent, or smart PIGs. The PIG utilizes magnetic flux leakage MFL technology that detects corrosion and pitting in the pipeline. Information that can be provided by a PIG may include the following Temperature and pressure recording, Metal-loss and corrosion detection, Photographic inspection, Crack detection, Leak detection, and Mapping. The PIG is introduced to the Pipeline in a module known as a PIG Launcher. The PIG is inserted and then launched from a PIG trap. When the inspection is complete, the PIG is received in a PIG Receiver and removed. The PIG is propelled by the pressure of the natural gas in the Pipeline and collects real-time data while traveling through the Pipeline. The sophisticated MFL technology allows the PIG to detect defects as small as 1 x 1 cm. After a PIG run is complete, positional data and Pipeline evaluation data are collected from the PIG to ultimately provide a specific defect map of the Pipeline. By evaluating these defects, the pipeline can be repaired before any leakage or environmental damage develops. Furthermore, if leakage occurs, leaked natural gas is a fugitive material that can contribute to the pollution of the waters and lands of the State of Texas. The Pipeline Systems Intelligent PIG Launchers and Receivers are used in conjunction with intelligent PIGs to detect and locate pipeline leaks and defects that can lead to inadvertent leaks or spills, contaminating groundwater, surface water, and lands of the State of Texas. | The following property is used 100% for pollution control to meet or exceed federal or state regulations: Intelligent pipeline inspection gauge (PIG) launcher located at 33.918213, -98.460446. | 2022-12-27 10:54 | 947483 | 100
24746 | T1 | ATMOS ENERGY CORPORATION | MID-TEX PIPELINE SEGMENT IN NOLAN COUNTY | MID-TEX PIPELINE SEGMENT IN NOLAN COUNTY | Nolan County | TX | 79556 | NOLAN | CN602730319 | RN111624888 | A pipeline inspection gauge, or PIG, is a technology used to detect breach and wear in a pipeline. PIGs used for inspection are sometimes referred to as in-line inspection, intelligent, or smart PIGs. The PIG utilizes magnetic flux leakage MFL technology that detects corrosion and pitting in the pipeline. Information that can be provided by a PIG may include the following Temperature and pressure recording, Metal-loss and corrosion detection, Photographic inspection, Crack detection, Leak detection, and Mapping. The PIG is introduced to the Pipeline in a module known as a PIG Launcher. The PIG is inserted and then launched from a PIG trap. When the inspection is complete, the PIG is received in a PIG Receiver and removed. The PIG is propelled by the pressure of the natural gas in the Pipeline and collects real-time data while traveling through the Pipeline. The sophisticated MFL technology allows the PIG to detect defects as small as 1 x 1 cm. After a PIG run is complete, positional data and Pipeline evaluation data are collected from the PIG to ultimately provide a specific defect map of the Pipeline. By evaluating these defects, the pipeline can be repaired before any leakage or environmental damage develops. Furthermore, if leakage occurs, leaked natural gas is a fugitive material that can contribute to the pollution of the waters and lands of the State of Texas. The Pipeline Systems Intelligent PIG Launchers and Receivers are used in conjunction with intelligent PIGs to detect and locate pipeline leaks and defects that can lead to inadvertent leaks or spills, contaminating groundwater, surface water, and lands of the State of Texas. | The following property is used 100% for pollution control to meet or exceed federal or state regulations: Intelligent pipeline inspection gauge (PIG) launcher located at 32.224745, -100.454833. | 2022-12-27 10:54 | 7606222 | 100
24747 | T1 | ATMOS ENERGY CORPORATION | MID-TEX PIPELINE SEGMENT IN ERATH COUNTY | MID-TEX PIPELINE SEGMENT IN ERATH COUNTY | Erath County | TX | 76401 | ERATH | CN602730319 | RN111624896 | A pipeline inspection gauge, or PIG, is a technology used to detect breach and wear in a pipeline. PIGs used for inspection are sometimes referred to as in-line inspection, intelligent, or smart PIGs. The PIG utilizes magnetic flux leakage MFL technology that detects corrosion and pitting in the pipeline. Information that can be provided by a PIG may include the following Temperature and pressure recording, Metal-loss and corrosion detection, Photographic inspection, Crack detection, Leak detection, and Mapping. The PIG is introduced to the Pipeline in a module known as a PIG Launcher. The PIG is inserted and then launched from a PIG trap. When the inspection is complete, the PIG is received in a PIG Receiver and removed. The PIG is propelled by the pressure of the natural gas in the Pipeline and collects real-time data while traveling through the Pipeline. The sophisticated MFL technology allows the PIG to detect defects as small as 1 x 1 cm. After a PIG run is complete, positional data and Pipeline evaluation data are collected from the PIG to ultimately provide a specific defect map of the Pipeline. By evaluating these defects, the pipeline can be repaired before any leakage or environmental damage develops. Furthermore, if leakage occurs, leaked natural gas is a fugitive material that can contribute to the pollution of the waters and lands of the State of Texas. The Pipeline Systems Intelligent PIG Launchers and Receivers are used in conjunction with intelligent PIGs to detect and locate pipeline leaks and defects that can lead to inadvertent leaks or spills, contaminating groundwater, surface water, and lands of the State of Texas. | The following property is used 100% for pollution control to meet or exceed federal or state regulations: Intelligent pipeline inspection gauge (PIG) launcher located at 32.325120, -98.303773. | 2022-12-27 10:54 | 1256852 | 100
24748 | T1 | ATMOS ENERGY CORPORATION | MID-TEX PIPELINE SEGMENT IN WISE COUNTY | MID-TEX PIPELINE SEGMENT IN WISE COUNTY | Wise County | TX | 76234 | WISE | CN602730319 | RN111619722 | During Pipeline operations, a potential for unintended natural gas releases exist from unexpected Pipeline ruptures or leaks due to Pipeline damage or defects. Mitigating the consequences of an unintended natural gas methane release requires the limitation of natural gas methane release from the Pipeline into the atmosphere. Remote Controlled Valves RCVs are installed at intervals along the Pipeline to reduce or prevent any such negative impacts to the environment caused by such an inadvertent natural gas methane release. An RCV is a block valve equipped with an electric, pneumatic, or natural gas-powered actuator capable of closing the valve remotely when a change in pressure or flow rate exceeds a specified limit. Data needed to determine a change are provided by sensors attached to the pipeline. Isolating the compromised Pipeline segment by quickly closing the upstream and downstream block valves is an effective method of mitigating the consequences of an unintended natural gas fugitives release, and reducing the risk of environmental damage from such fugitives, by controlling the overall volume of any natural gas release. The subjects RCVs are used to control and/or prevent a natural gas fugitives release which may cause adverse impacts to the atmosphere of the State of Texas. | The following property is used 100% for pollution control to meet or exceed federal or state regulations: Remote controlled valve located at 33.230178, -97.621334. | 2022-12-29 09:10 | 215227 | 100
24749 | T1 | ATMOS ENERGY CORPORATION | MID-TEX PIPELINE SEGMENT IN WILLIAMSON COUNTY | MID-TEX PIPELINE SEGMENT IN WILLIAMSON COUNTY | Williamson County | TX | 78626 | WILLIAMSON | CN602730319 | RN111620662 | During Pipeline operations, a potential for unintended natural gas releases exist from unexpected Pipeline ruptures or leaks due to Pipeline damage or defects. Mitigating the consequences of an unintended natural gas methane release requires the limitation of natural gas methane release from the Pipeline into the atmosphere. Remote Controlled Valves RCVs are installed at intervals along the Pipeline to reduce or prevent any such negative impacts to the environment caused by such an inadvertent natural gas methane release. An RCV is a block valve equipped with an electric, pneumatic, or natural gas-powered actuator capable of closing the valve remotely when a change in pressure or flow rate exceeds a specified limit. Data needed to determine a change are provided by sensors attached to the pipeline. Isolating the compromised Pipeline segment by quickly closing the upstream and downstream block valves is an effective method of mitigating the consequences of an unintended natural gas fugitives release, and reducing the risk of environmental damage from such fugitives, by controlling the overall volume of any natural gas release. The subjects RCVs are used to control and/or prevent a natural gas fugitives release which may cause adverse impacts to the atmosphere of the State of Texas. | The following property is used 100% for pollution control to meet or exceed federal or state regulations: Remote controlled valves located at 30.589224, -97.396770; 30.513601, -97.530958; 30.620640, -97.511496; and 30.713090, -97.458585. | 2022-12-29 09:10 | 1759539 | 100
24750 | T1 | ATMOS ENERGY CORPORATION | MID-TEX PIPELINE SEGMENT IN WICHITA COUNTY | MID-TEX PIPELINE SEGMENT IN WICHITA COUNTY | Wichita County | TX | 76301 | WICHITA | CN602730319 | RN111620746 | During Pipeline operations, a potential for unintended natural gas releases exist from unexpected Pipeline ruptures or leaks due to Pipeline damage or defects. Mitigating the consequences of an unintended natural gas methane release requires the limitation of natural gas methane release from the Pipeline into the atmosphere. Remote Controlled Valves RCVs are installed at intervals along the Pipeline to reduce or prevent any such negative impacts to the environment caused by such an inadvertent natural gas methane release. An RCV is a block valve equipped with an electric, pneumatic, or natural gas-powered actuator capable of closing the valve remotely when a change in pressure or flow rate exceeds a specified limit. Data needed to determine a change are provided by sensors attached to the pipeline. Isolating the compromised Pipeline segment by quickly closing the upstream and downstream block valves is an effective method of mitigating the consequences of an unintended natural gas fugitives release, and reducing the risk of environmental damage from such fugitives, by controlling the overall volume of any natural gas release. The subjects RCVs are used to control and/or prevent a natural gas fugitives release which may cause adverse impacts to the atmosphere of the State of Texas. | The following property is used 100% for pollution control to meet or exceed federal or state regulations: Remote controlled valves located at 33.904538, -98.538231 and 33.932515, -98.561105. | 2022-12-29 09:11 | 218738 | 100
24751 | T1 | ATMOS ENERGY CORPORATION | MID-TEX PIPELINE SEGMENT IN TAYLOR COUNTY | MID-TEX PIPELINE SEGMENT IN TAYLOR COUNTY | Taylor County | TX | 79601 | TAYLOR | CN602730319 | RN111619805 | During Pipeline operations, a potential for unintended natural gas releases exist from unexpected Pipeline ruptures or leaks due to Pipeline damage or defects. Mitigating the consequences of an unintended natural gas methane release requires the limitation of natural gas methane release from the Pipeline into the atmosphere. Remote Controlled Valves RCVs are installed at intervals along the Pipeline to reduce or prevent any such negative impacts to the environment caused by such an inadvertent natural gas methane release. An RCV is a block valve equipped with an electric, pneumatic, or natural gas-powered actuator capable of closing the valve remotely when a change in pressure or flow rate exceeds a specified limit. Data needed to determine a change are provided by sensors attached to the pipeline. Isolating the compromised Pipeline segment by quickly closing the upstream and downstream block valves is an effective method of mitigating the consequences of an unintended natural gas fugitives release, and reducing the risk of environmental damage from such fugitives, by controlling the overall volume of any natural gas release. The subjects RCVs are used to control and/or prevent a natural gas fugitives release which may cause adverse impacts to the atmosphere of the State of Texas. | The following property is used 100% for pollution control to meet or exceed federal or state regulations: Remote controlled valve located at 32.426228, -99.794209. | 2022-12-29 09:11 | 1169947 | 100
24752 | T1 | ATMOS ENERGY CORPORATION | MID-TEX PIPELINE SEGMENT IN TARRANT COUNTY | MID-TEX PIPELINE SEGMENT IN TARRANT COUNTY | Tarrant County | TX | 76006 | TARRANT | CN602730319 | RN111619524 | During Pipeline operations, a potential for unintended natural gas releases exist from unexpected Pipeline ruptures or leaks due to Pipeline damage or defects. Mitigating the consequences of an unintended natural gas methane release requires the limitation of natural gas methane release from the Pipeline into the atmosphere. Remote Controlled Valves RCVs are installed at intervals along the Pipeline to reduce or prevent any such negative impacts to the environment caused by such an inadvertent natural gas methane release. An RCV is a block valve equipped with an electric, pneumatic, or natural gas-powered actuator capable of closing the valve remotely when a change in pressure or flow rate exceeds a specified limit. Data needed to determine a change are provided by sensors attached to the pipeline. Isolating the compromised Pipeline segment by quickly closing the upstream and downstream block valves is an effective method of mitigating the consequences of an unintended natural gas fugitives release, and reducing the risk of environmental damage from such fugitives, by controlling the overall volume of any natural gas release. The subjects RCVs are used to control and/or prevent a natural gas fugitives release which may cause adverse impacts to the atmosphere of the State of Texas. | The following property is used 100% for pollution control to meet or exceed federal or state regulations: Remote controlled valves located at 32.649927, -97.154616 and 32.629802, -97.150182. | 2022-12-29 09:11 | 612472 | 100
24753 | T1 | ATMOS ENERGY CORPORATION | MID-TEX PIPELINE SEGMENT IN SMITH COUNTY | MID-TEX PIPELINE SEGMENT IN SMITH COUNTY | Smith County | TX | 75701 | SMITH | CN602730319 | RN111620688 | During Pipeline operations, a potential for unintended natural gas releases exist from unexpected Pipeline ruptures or leaks due to Pipeline damage or defects. Mitigating the consequences of an unintended natural gas methane release requires the limitation of natural gas methane release from the Pipeline into the atmosphere. Remote Controlled Valves RCVs are installed at intervals along the Pipeline to reduce or prevent any such negative impacts to the environment caused by such an inadvertent natural gas methane release. An RCV is a block valve equipped with an electric, pneumatic, or natural gas-powered actuator capable of closing the valve remotely when a change in pressure or flow rate exceeds a specified limit. Data needed to determine a change are provided by sensors attached to the pipeline. Isolating the compromised Pipeline segment by quickly closing the upstream and downstream block valves is an effective method of mitigating the consequences of an unintended natural gas fugitives release, and reducing the risk of environmental damage from such fugitives, by controlling the overall volume of any natural gas release. The subjects RCVs are used to control and/or prevent a natural gas fugitives release which may cause adverse impacts to the atmosphere of the State of Texas. | Application withdrawn by applicant | 2022-12-29 09:11 | 214681 | 100
24754 | T1 | ATMOS ENERGY CORPORATION | MID-TEX PIPELINE SEGMENT IN SHACKELFORD COUNTY | MID-TEX PIPELINE SEGMENT IN SHACKELFORD COUNTY | Shackelford County | TX | 76430 | SHACKELFORD | CN602730319 | RN111625810 | During Pipeline operations, a potential for unintended natural gas releases exist from unexpected Pipeline ruptures or leaks due to Pipeline damage or defects. Mitigating the consequences of an unintended natural gas methane release requires the limitation of natural gas methane release from the Pipeline into the atmosphere. Remote Controlled Valves RCVs are installed at intervals along the Pipeline to reduce or prevent any such negative impacts to the environment caused by such an inadvertent natural gas methane release. An RCV is a block valve equipped with an electric, pneumatic, or natural gas-powered actuator capable of closing the valve remotely when a change in pressure or flow rate exceeds a specified limit. Data needed to determine a change are provided by sensors attached to the pipeline. Isolating the compromised Pipeline segment by quickly closing the upstream and downstream block valves is an effective method of mitigating the consequences of an unintended natural gas fugitives release, and reducing the risk of environmental damage from such fugitives, by controlling the overall volume of any natural gas release. The subjects RCVs are used to control and/or prevent a natural gas fugitives release which may cause adverse impacts to the atmosphere of the State of Texas. | Application withdrawn by applicant | 2022-12-29 09:11 | 188598 | 100
24755 | T1 | ATMOS ENERGY CORPORATION | MID-TEX PIPELINE SEGMENT IN SCURRY COUNTY | MID-TEX PIPELINE SEGMENT IN SCURRY COUNTY | Scurry County | TX | 79549 | SCURRY | CN602730319 | RN111620654 | During Pipeline operations, a potential for unintended natural gas releases exist from unexpected Pipeline ruptures or leaks due to Pipeline damage or defects. Mitigating the consequences of an unintended natural gas methane release requires the limitation of natural gas methane release from the Pipeline into the atmosphere. Remote Controlled Valves RCVs are installed at intervals along the Pipeline to reduce or prevent any such negative impacts to the environment caused by such an inadvertent natural gas methane release. An RCV is a block valve equipped with an electric, pneumatic, or natural gas-powered actuator capable of closing the valve remotely when a change in pressure or flow rate exceeds a specified limit. Data needed to determine a change are provided by sensors attached to the pipeline. Isolating the compromised Pipeline segment by quickly closing the upstream and downstream block valves is an effective method of mitigating the consequences of an unintended natural gas fugitives release, and reducing the risk of environmental damage from such fugitives, by controlling the overall volume of any natural gas release. The subjects RCVs are used to control and/or prevent a natural gas fugitives release which may cause adverse impacts to the atmosphere of the State of Texas. | The following property is used 100% for pollution control to meet or exceed federal or state regulations: Remote controlled valve located at 32.682965, -100.889712. | 2022-12-29 09:12 | 192563 | 100
24756 | T1 | ATMOS ENERGY CORPORATION | MID-TEX PIPELINE SEGMENT IN ROCKWALL COUNTY | MID-TEX PIPELINE SEGMENT IN ROCKWALL COUNTY | Rockwall County | TX | 75032 | ROCKWALL | CN602730319 | RN111625828 | During Pipeline operations, a potential for unintended natural gas releases exist from unexpected Pipeline ruptures or leaks due to Pipeline damage or defects. Mitigating the consequences of an unintended natural gas methane release requires the limitation of natural gas methane release from the Pipeline into the atmosphere. Remote Controlled Valves RCVs are installed at intervals along the Pipeline to reduce or prevent any such negative impacts to the environment caused by such an inadvertent natural gas methane release. An RCV is a block valve equipped with an electric, pneumatic, or natural gas-powered actuator capable of closing the valve remotely when a change in pressure or flow rate exceeds a specified limit. Data needed to determine a change are provided by sensors attached to the pipeline. Isolating the compromised Pipeline segment by quickly closing the upstream and downstream block valves is an effective method of mitigating the consequences of an unintended natural gas fugitives release, and reducing the risk of environmental damage from such fugitives, by controlling the overall volume of any natural gas release. The subjects RCVs are used to control and/or prevent a natural gas fugitives release which may cause adverse impacts to the atmosphere of the State of Texas. | The following property is used 100% for pollution control to meet or exceed federal or state regulations: Remote controlled valve located at 32.987638, -96.339068. | 2022-12-29 09:12 | 149370 | 100
24757 | T1 | ATMOS ENERGY CORPORATION | MID-TEX PIPELINE SEGMENT IN NAVARRO COUNTY | MID-TEX PIPELINE SEGMENT IN NAVARRO COUNTY | Navarro County | TX | 75109 | NAVARRO | CN602730319 | RN111619730 | During Pipeline operations, a potential for unintended natural gas releases exist from unexpected Pipeline ruptures or leaks due to Pipeline damage or defects. Mitigating the consequences of an unintended natural gas methane release requires the limitation of natural gas methane release from the Pipeline into the atmosphere. Remote Controlled Valves RCVs are installed at intervals along the Pipeline to reduce or prevent any such negative impacts to the environment caused by such an inadvertent natural gas methane release. An RCV is a block valve equipped with an electric, pneumatic, or natural gas-powered actuator capable of closing the valve remotely when a change in pressure or flow rate exceeds a specified limit. Data needed to determine a change are provided by sensors attached to the pipeline. Isolating the compromised Pipeline segment by quickly closing the upstream and downstream block valves is an effective method of mitigating the consequences of an unintended natural gas fugitives release, and reducing the risk of environmental damage from such fugitives, by controlling the overall volume of any natural gas release. The subjects RCVs are used to control and/or prevent a natural gas fugitives release which may cause adverse impacts to the atmosphere of the State of Texas. | The following property is used 100% for pollution control to meet or exceed federal or state regulations: Remote controlled valves located at 32.065671, -96.464198; 32.093161, -96.381581; and 32.105301 -96.496187. | 2022-12-29 09:12 | 143390 | 100
24758 | T1 | ATMOS ENERGY CORPORATION | MID-TEX PIPELINE SEGMENT IN MITCHELL COUNTY | MID-TEX PIPELINE SEGMENT IN MITCHELL COUNTY | Mitchell County | TX | 79512 | MITCHELL | CN602730319 | RN111625992 | During Pipeline operations, a potential for unintended natural gas releases exist from unexpected Pipeline ruptures or leaks due to Pipeline damage or defects. Mitigating the consequences of an unintended natural gas methane release requires the limitation of natural gas methane release from the Pipeline into the atmosphere. Remote Controlled Valves RCVs are installed at intervals along the Pipeline to reduce or prevent any such negative impacts to the environment caused by such an inadvertent natural gas methane release. An RCV is a block valve equipped with an electric, pneumatic, or natural gas-powered actuator capable of closing the valve remotely when a change in pressure or flow rate exceeds a specified limit. Data needed to determine a change are provided by sensors attached to the pipeline. Isolating the compromised Pipeline segment by quickly closing the upstream and downstream block valves is an effective method of mitigating the consequences of an unintended natural gas fugitives release, and reducing the risk of environmental damage from such fugitives, by controlling the overall volume of any natural gas release. The subjects RCVs are used to control and/or prevent a natural gas fugitives release which may cause adverse impacts to the atmosphere of the State of Texas. | The following property is used 100% for pollution control to meet or exceed federal or state regulations: Remote controlled valves located at 32.418198, -100.862362 and 32.410950, -100.861732. | 2022-12-29 10:20 | 366148 | 100
24759 | T1 | ATMOS ENERGY CORPORATION | MID-TEX PIPELINE SEGMENT IN MCLENNAN COUNTY | MID-TEX PIPELINE SEGMENT IN MCLENNAN COUNTY | Mclennan County | TX | 76633 | MCLENNAN | CN602730319 | RN111619680 | During Pipeline operations, a potential for unintended natural gas releases exist from unexpected Pipeline ruptures or leaks due to Pipeline damage or defects. Mitigating the consequences of an unintended natural gas methane release requires the limitation of natural gas methane release from the Pipeline into the atmosphere. Remote Controlled Valves RCVs are installed at intervals along the Pipeline to reduce or prevent any such negative impacts to the environment caused by such an inadvertent natural gas methane release. An RCV is a block valve equipped with an electric, pneumatic, or natural gas-powered actuator capable of closing the valve remotely when a change in pressure or flow rate exceeds a specified limit. Data needed to determine a change are provided by sensors attached to the pipeline. Isolating the compromised Pipeline segment by quickly closing the upstream and downstream block valves is an effective method of mitigating the consequences of an unintended natural gas fugitives release, and reducing the risk of environmental damage from such fugitives, by controlling the overall volume of any natural gas release. The subjects RCVs are used to control and/or prevent a natural gas fugitives release which may cause adverse impacts to the atmosphere of the State of Texas. | The following property is used 100% for pollution control to meet or exceed federal or state regulations: Remote controlled valves located at 31.802432, -97.109513; 31.419997, -97.444109; 31.542638, -97.090065; and 31.397279, -97.256698. | 2022-12-29 10:20 | 1037328 | 100
24760 | T1 | ATMOS ENERGY CORPORATION | MID-TEX PIPELINE SEGMENT IN LIMESTONE COUNTY | MID-TEX PIPELINE SEGMENT IN LIMESTONE COUNTY | Limestone County | TX | 76642 | LIMESTONE | CN602730319 | RN111620779 | During Pipeline operations, a potential for unintended natural gas releases exist from unexpected Pipeline ruptures or leaks due to Pipeline damage or defects. Mitigating the consequences of an unintended natural gas methane release requires the limitation of natural gas methane release from the Pipeline into the atmosphere. Remote Controlled Valves RCVs are installed at intervals along the Pipeline to reduce or prevent any such negative impacts to the environment caused by such an inadvertent natural gas methane release. An RCV is a block valve equipped with an electric, pneumatic, or natural gas-powered actuator capable of closing the valve remotely when a change in pressure or flow rate exceeds a specified limit. Data needed to determine a change are provided by sensors attached to the pipeline. Isolating the compromised Pipeline segment by quickly closing the upstream and downstream block valves is an effective method of mitigating the consequences of an unintended natural gas fugitives release, and reducing the risk of environmental damage from such fugitives, by controlling the overall volume of any natural gas release. The subjects RCVs are used to control and/or prevent a natural gas fugitives release which may cause adverse impacts to the atmosphere of the State of Texas. | Application withdrawn by applicant | 2022-12-29 10:20 | 1339547 | 100
24761 | T1 | ATMOS ENERGY CORPORATION | MID-TEX PIPELINE SEGMENT IN JOHNSON COUNTY | MID-TEX PIPELINE SEGMENT IN JOHNSON COUNTY | Johnson County | TX | 76031 | JOHNSON | CN602730319 | RN111619516 | During Pipeline operations, a potential for unintended natural gas releases exist from unexpected Pipeline ruptures or leaks due to Pipeline damage or defects. Mitigating the consequences of an unintended natural gas methane release requires the limitation of natural gas methane release from the Pipeline into the atmosphere. Remote Controlled Valves RCVs are installed at intervals along the Pipeline to reduce or prevent any such negative impacts to the environment caused by such an inadvertent natural gas methane release. An RCV is a block valve equipped with an electric, pneumatic, or natural gas-powered actuator capable of closing the valve remotely when a change in pressure or flow rate exceeds a specified limit. Data needed to determine a change are provided by sensors attached to the pipeline. Isolating the compromised Pipeline segment by quickly closing the upstream and downstream block valves is an effective method of mitigating the consequences of an unintended natural gas fugitives release, and reducing the risk of environmental damage from such fugitives, by controlling the overall volume of any natural gas release. The subjects RCVs are used to control and/or prevent a natural gas fugitives release which may cause adverse impacts to the atmosphere of the State of Texas. | The following property is used 100% for pollution control to meet or exceed federal or state regulations: Remote controlled valves located at 32.478860, -97.313240; 32.446149, -97.372338; and 32.446528, -97.372333. | 2022-12-29 10:20 | 915833 | 100
24762 | T1 | ATMOS ENERGY CORPORATION | MID-TEX PIPELINE SEGMENT IN HOOD COUNTY | MID-TEX PIPELINE SEGMENT IN HOOD COUNTY | Hood County | TX | 76048 | HOOD | CN602730319 | RN111620621 | During Pipeline operations, a potential for unintended natural gas releases exist from unexpected Pipeline ruptures or leaks due to Pipeline damage or defects. Mitigating the consequences of an unintended natural gas methane release requires the limitation of natural gas methane release from the Pipeline into the atmosphere. Remote Controlled Valves RCVs are installed at intervals along the Pipeline to reduce or prevent any such negative impacts to the environment caused by such an inadvertent natural gas methane release. An RCV is a block valve equipped with an electric, pneumatic, or natural gas-powered actuator capable of closing the valve remotely when a change in pressure or flow rate exceeds a specified limit. Data needed to determine a change are provided by sensors attached to the pipeline. Isolating the compromised Pipeline segment by quickly closing the upstream and downstream block valves is an effective method of mitigating the consequences of an unintended natural gas fugitives release, and reducing the risk of environmental damage from such fugitives, by controlling the overall volume of any natural gas release. The subjects RCVs are used to control and/or prevent a natural gas fugitives release which may cause adverse impacts to the atmosphere of the State of Texas. | Application withdrawn by applicant | 2022-12-29 10:20 | 271216 | 100
24763 | T1 | ATMOS ENERGY CORPORATION | MID-TEX PIPELINE SEGMENT IN GRIMES COUNTY | MID-TEX PIPELINE SEGMENT IN GRIMES COUNTY | Grimes County | TX | 77830 | GRIMES | CN602730319 | RN111619573 | During Pipeline operations, a potential for unintended natural gas releases exist from unexpected Pipeline ruptures or leaks due to Pipeline damage or defects. Mitigating the consequences of an unintended natural gas methane release requires the limitation of natural gas methane release from the Pipeline into the atmosphere. Remote Controlled Valves RCVs are installed at intervals along the Pipeline to reduce or prevent any such negative impacts to the environment caused by such an inadvertent natural gas methane release. An RCV is a block valve equipped with an electric, pneumatic, or natural gas-powered actuator capable of closing the valve remotely when a change in pressure or flow rate exceeds a specified limit. Data needed to determine a change are provided by sensors attached to the pipeline. Isolating the compromised Pipeline segment by quickly closing the upstream and downstream block valves is an effective method of mitigating the consequences of an unintended natural gas fugitives release, and reducing the risk of environmental damage from such fugitives, by controlling the overall volume of any natural gas release. The subjects RCVs are used to control and/or prevent a natural gas fugitives release which may cause adverse impacts to the atmosphere of the State of Texas. | The following property is used 100% for pollution control to meet or exceed federal or state regulations: Remote controlled valves located at 30.387579, -95.948469 and 30.356418, -96.060644. | 2022-12-29 10:21 | 422076 | 100
24764 | T1 | ATMOS ENERGY CORPORATION | MID-TEX PIPELINE SEGMENT IN ERATH COUNTY | MID-TEX PIPELINE SEGMENT IN ERATH COUNTY | Erath County | TX | 76401 | ERATH | CN602730319 | RN111624896 | During Pipeline operations, a potential for unintended natural gas releases exist from unexpected Pipeline ruptures or leaks due to Pipeline damage or defects. Mitigating the consequences of an unintended natural gas methane release requires the limitation of natural gas methane release from the Pipeline into the atmosphere. Remote Controlled Valves RCVs are installed at intervals along the Pipeline to reduce or prevent any such negative impacts to the environment caused by such an inadvertent natural gas methane release. An RCV is a block valve equipped with an electric, pneumatic, or natural gas-powered actuator capable of closing the valve remotely when a change in pressure or flow rate exceeds a specified limit. Data needed to determine a change are provided by sensors attached to the pipeline. Isolating the compromised Pipeline segment by quickly closing the upstream and downstream block valves is an effective method of mitigating the consequences of an unintended natural gas fugitives release, and reducing the risk of environmental damage from such fugitives, by controlling the overall volume of any natural gas release. The subjects RCVs are used to control and/or prevent a natural gas fugitives release which may cause adverse impacts to the atmosphere of the State of Texas. | The following property is used 100% for pollution control to meet or exceed federal or state regulations: Remote controlled valve located at 32.356673, -97.999078. | 2022-12-29 10:21 | 1050963 | 100
24765 | T1 | ATMOS ENERGY CORPORATION | MID-TEX PIPELINE SEGMENT IN ELLIS COUNTY | MID-TEX PIPELINE SEGMENT IN ELLIS COUNTY | Ellis County | TX | 75165 | ELLIS | CN602730319 | RN111620704 | During Pipeline operations, a potential for unintended natural gas releases exist from unexpected Pipeline ruptures or leaks due to Pipeline damage or defects. Mitigating the consequences of an unintended natural gas methane release requires the limitation of natural gas methane release from the Pipeline into the atmosphere. Remote Controlled Valves RCVs are installed at intervals along the Pipeline to reduce or prevent any such negative impacts to the environment caused by such an inadvertent natural gas methane release. An RCV is a block valve equipped with an electric, pneumatic, or natural gas-powered actuator capable of closing the valve remotely when a change in pressure or flow rate exceeds a specified limit. Data needed to determine a change are provided by sensors attached to the pipeline. Isolating the compromised Pipeline segment by quickly closing the upstream and downstream block valves is an effective method of mitigating the consequences of an unintended natural gas fugitives release, and reducing the risk of environmental damage from such fugitives, by controlling the overall volume of any natural gas release. The subjects RCVs are used to control and/or prevent a natural gas fugitives release which may cause adverse impacts to the atmosphere of the State of Texas. | The following property is used 100% for pollution control to meet or exceed federal or state regulations: Remote controlled valve located at 32.186180, -96.714500. | 2022-12-29 10:21 | 829029 | 100
24766 | T1 | ATMOS ENERGY CORPORATION | MID-TEX PIPELINE SEGMENT IN DALLAS COUNTY | MID-TEX PIPELINE SEGMENT IN DALLAS COUNTY | Dallas County | TX | 75001 | DALLAS | CN602730319 | RN111619664 | During Pipeline operations, a potential for unintended natural gas releases exist from unexpected Pipeline ruptures or leaks due to Pipeline damage or defects. Mitigating the consequences of an unintended natural gas methane release requires the limitation of natural gas methane release from the Pipeline into the atmosphere. Remote Controlled Valves RCVs are installed at intervals along the Pipeline to reduce or prevent any such negative impacts to the environment caused by such an inadvertent natural gas methane release. An RCV is a block valve equipped with an electric, pneumatic, or natural gas-powered actuator capable of closing the valve remotely when a change in pressure or flow rate exceeds a specified limit. Data needed to determine a change are provided by sensors attached to the pipeline. Isolating the compromised Pipeline segment by quickly closing the upstream and downstream block valves is an effective method of mitigating the consequences of an unintended natural gas fugitives release, and reducing the risk of environmental damage from such fugitives, by controlling the overall volume of any natural gas release. The subjects RCVs are used to control and/or prevent a natural gas fugitives release which may cause adverse impacts to the atmosphere of the State of Texas. | The following property is used 100% for pollution control to meet or exceed federal or state regulations: Remote controlled valves located at 32.954207, -96.976287; 32.757478, -96.524381; 32.602023, -96.908161; 32.690577, -96.891996; 32.954994, -96.977799; and 32.634366, -96.874127. | 2022-12-29 10:21 | 1406610 | 100
24767 | T1 | ATMOS ENERGY CORPORATION | MID-TEX PIPELINE SEGMENT IN BURNET COUNTY | MID-TEX PIPELINE SEGMENT IN BURNET COUNTY | Burnet County | TX | 78611 | BURNET | CN602730319 | RN111620670 | During Pipeline operations, a potential for unintended natural gas releases exist from unexpected Pipeline ruptures or leaks due to Pipeline damage or defects. Mitigating the consequences of an unintended natural gas methane release requires the limitation of natural gas methane release from the Pipeline into the atmosphere. Remote Controlled Valves RCVs are installed at intervals along the Pipeline to reduce or prevent any such negative impacts to the environment caused by such an inadvertent natural gas methane release. An RCV is a block valve equipped with an electric, pneumatic, or natural gas-powered actuator capable of closing the valve remotely when a change in pressure or flow rate exceeds a specified limit. Data needed to determine a change are provided by sensors attached to the pipeline. Isolating the compromised Pipeline segment by quickly closing the upstream and downstream block valves is an effective method of mitigating the consequences of an unintended natural gas fugitives release, and reducing the risk of environmental damage from such fugitives, by controlling the overall volume of any natural gas release. The subjects RCVs are used to control and/or prevent a natural gas fugitives release which may cause adverse impacts to the atmosphere of the State of Texas. | The following property is used 100% for pollution control to meet or exceed federal or state regulations: Remote controlled valve located at 30.784289, -98.235177. | 2022-12-29 10:22 | 144400 | 100
24768 | T1 | ATMOS ENERGY CORPORATION | MID-TEX PIPELINE SEGMENT IN BOSQUE COUNTY | MID-TEX PIPELINE SEGMENT IN BOSQUE COUNTY | Bosque County | TX | 76663 | BOSQUE | CN602730319 | RN111619748 | During Pipeline operations, a potential for unintended natural gas releases exist from unexpected Pipeline ruptures or leaks due to Pipeline damage or defects. Mitigating the consequences of an unintended natural gas methane release requires the limitation of natural gas methane release from the Pipeline into the atmosphere. Remote Controlled Valves RCVs are installed at intervals along the Pipeline to reduce or prevent any such negative impacts to the environment caused by such an inadvertent natural gas methane release. An RCV is a block valve equipped with an electric, pneumatic, or natural gas-powered actuator capable of closing the valve remotely when a change in pressure or flow rate exceeds a specified limit. Data needed to determine a change are provided by sensors attached to the pipeline. Isolating the compromised Pipeline segment by quickly closing the upstream and downstream block valves is an effective method of mitigating the consequences of an unintended natural gas fugitives release, and reducing the risk of environmental damage from such fugitives, by controlling the overall volume of any natural gas release. The subjects RCVs are used to control and/or prevent a natural gas fugitives release which may cause adverse impacts to the atmosphere of the State of Texas. | The following property is used 100% for pollution control to meet or exceed federal or state regulations: Remote controlled valve located at 32.058747, -97.737628. | 2022-12-29 10:22 | 1185409 | 100
24769 | T1 | ATMOS ENERGY CORPORATION | MID-TEX PIPELINE SEGMENT IN BELL COUNTY | MID-TEX PIPELINE SEGMENT IN BELL COUNTY | Bell County | TX | 76513 | BELL | CN602730319 | RN111619797 | During Pipeline operations, a potential for unintended natural gas releases exist from unexpected Pipeline ruptures or leaks due to Pipeline damage or defects. Mitigating the consequences of an unintended natural gas methane release requires the limitation of natural gas methane release from the Pipeline into the atmosphere. Remote Controlled Valves RCVs are installed at intervals along the Pipeline to reduce or prevent any such negative impacts to the environment caused by such an inadvertent natural gas methane release. An RCV is a block valve equipped with an electric, pneumatic, or natural gas-powered actuator capable of closing the valve remotely when a change in pressure or flow rate exceeds a specified limit. Data needed to determine a change are provided by sensors attached to the pipeline. Isolating the compromised Pipeline segment by quickly closing the upstream and downstream block valves is an effective method of mitigating the consequences of an unintended natural gas fugitives release, and reducing the risk of environmental damage from such fugitives, by controlling the overall volume of any natural gas release. The subjects RCVs are used to control and/or prevent a natural gas fugitives release which may cause adverse impacts to the atmosphere of the State of Texas. | The following property is used 100% for pollution control to meet or exceed federal or state regulations: Remote controlled valve located at 31.136822, -97.752694. | 2022-12-29 10:22 | 306944 | 100
24770 | T1 | ASCEND PERFORMANCE MATERIALS INC | ASCEND PERFORMANCE MATERIALS CHOCOLATE BAYOU PLANT | Latitude = 29.255833, Longitude = -95.210277 | Brazoria County | TX | 77512 | BRAZORIA | CN604272468 | RN100238682 | This capital expenditure will construct a permanent treatment and dewatering facility for 331 solids. This is a compliance project, and it is intended to address the EPA findings and subsequent Consent Decree. A permanent solids treatment facility for 331 solids will be installed. This will replace the current temporary solids treatment facility of 331 solids. In addition, this new facility will dewater treated solids from IWPF. IWPF solids treatment will continue to be performed in the existing T1 tanks of IWPF. Treated solids will be dewatered in a filter press and stored in roll-off boxes until they are transferred to the onsite landfill. The new treatment and dewatering facility will be RCRA compliant and will align with the EPA definition of compliance. Specified existing equipment can be converted from temporary status to permanent. IWPF sludge in-situ treatment will remain as-installed with previous 332T1-2 Sludge Treatment Project and not be impacted by this project. Treatment and handling will be compatible with MAC-3 catalyst and other catalyst transitions in LRP including Fe-Sb and Mo-Bi A PE consultant will certify all necessary design elements as compliant. | NOD response not received | 2023-03-08 | 8500000 | 100
24771 | T1 | ATMOS ENERGY CORPORATION | MID-TEX PIPELINE SEGMENT IN HENDERSON COUNTY | MID-TEX PIPELINE SEGMENT IN HENDERSON COUNTY | Henderson County | TX | 75751 | HENDERSON | CN602730319 | RN111620720 | During Pipeline operations, a potential for unintended natural gas releases exist from unexpected Pipeline ruptures or leaks due to Pipeline damage or defects. Mitigating the consequences of an unintended natural gas methane release requires the limitation of natural gas methane release from the Pipeline into the atmosphere. Remote Controlled Valves RCVs are installed at intervals along the Pipeline to reduce or prevent any such negative impacts to the environment caused by such an inadvertent natural gas methane release. An RCV is a block valve equipped with an electric, pneumatic, or natural gas-powered actuator capable of closing the valve remotely when a change in pressure or flow rate exceeds a specified limit. Data needed to determine a change are provided by sensors attached to the pipeline. Isolating the compromised Pipeline segment by quickly closing the upstream and downstream block valves is an effective method of mitigating the consequences of an unintended natural gas fugitives release, and reducing the risk of environmental damage from such fugitives, by controlling the overall volume of any natural gas release. The subjects RCVs are used to control and/or prevent a natural gas fugitives release which may cause adverse impacts to the atmosphere of the State of Texas. | The following property is used 100% for pollution control to meet or exceed federal or state regulations: Remote controlled valves located at 32.305617, -95.686893 and 32.130429, -95.940963. | 2023-01-06 12:35 | 201315 | 100
24772 | T1 | ATMOS ENERGY CORPORATION | MID-TEX PIPELINE SEGMENT IN FREESTONE COUNTY | MID-TEX PIPELINE SEGMENT IN FREESTONE COUNTY | Freestone County | TX | 75840 | FREESTONE | CN602730319 | RN111619706 | During Pipeline operations, a potential for unintended natural gas releases exist from unexpected Pipeline ruptures or leaks due to Pipeline damage or defects. Mitigating the consequences of an unintended natural gas methane release requires the limitation of natural gas methane release from the Pipeline into the atmosphere. Remote Controlled Valves RCVs are installed at intervals along the Pipeline to reduce or prevent any such negative impacts to the environment caused by such an inadvertent natural gas methane release. An RCV is a block valve equipped with an electric, pneumatic, or natural gas-powered actuator capable of closing the valve remotely when a change in pressure or flow rate exceeds a specified limit. Data needed to determine a change are provided by sensors attached to the pipeline. Isolating the compromised Pipeline segment by quickly closing the upstream and downstream block valves is an effective method of mitigating the consequences of an unintended natural gas fugitives release, and reducing the risk of environmental damage from such fugitives, by controlling the overall volume of any natural gas release. The subjects RCVs are used to control and/or prevent a natural gas fugitives release which may cause adverse impacts to the atmosphere of the State of Texas. | The following property is used 100% for pollution control to meet or exceed federal or state regulations: Remote controlled valves located at 31.784800, -96.462500; 31.586096, -96.228359; 31.586148, -96.228363; 31.586082, -96.228359; 31.591322, -96.141587; and 31.582834 -96.285974. | 2023-01-06 12:35 | 2271411 | 100
24773 | T1 | ATMOS ENERGY CORPORATION | MID-TEX PIPELINE SEGMENT IN DENTON COUNTY | MID-TEX PIPELINE SEGMENT IN DENTON COUNTY | Denton County | TX | 75065 | DENTON | CN602730319 | RN111619607 | During Pipeline operations, a potential for unintended natural gas releases exist from unexpected Pipeline ruptures or leaks due to Pipeline damage or defects. Mitigating the consequences of an unintended natural gas methane release requires the limitation of natural gas methane release from the Pipeline into the atmosphere. Remote Controlled Valves RCVs are installed at intervals along the Pipeline to reduce or prevent any such negative impacts to the environment caused by such an inadvertent natural gas methane release. An RCV is a block valve equipped with an electric, pneumatic, or natural gas-powered actuator capable of closing the valve remotely when a change in pressure or flow rate exceeds a specified limit. Data needed to determine a change are provided by sensors attached to the pipeline. Isolating the compromised Pipeline segment by quickly closing the upstream and downstream block valves is an effective method of mitigating the consequences of an unintended natural gas fugitives release, and reducing the risk of environmental damage from such fugitives, by controlling the overall volume of any natural gas release. The subjects RCVs are used to control and/or prevent a natural gas fugitives release which may cause adverse impacts to the atmosphere of the State of Texas. | The following property is used 100% for pollution control to meet or exceed federal or state regulations: Remote controlled valves located at 32.997230, -96.911040; 33.082300, -97.196194; 33.283659, -97.188174; 33.173639, -97.276393; 33.259527, -97.222423; 33.144388, -97.039572; and 33.195472, -97.096890. | 2023-01-06 12:36 | 890335 | 100
24774 | T1 | ATMOS ENERGY CORPORATION | MID-TEX PIPELINE SEGMENT IN COLLIN COUNTY | MID-TEX PIPELINE SEGMENT IN COLLIN COUNTY | Collin County | TX | 75069 | COLLIN | CN602730319 | RN111620761 | During Pipeline operations, a potential for unintended natural gas releases exist from unexpected Pipeline ruptures or leaks due to Pipeline damage or defects. Mitigating the consequences of an unintended natural gas methane release requires the limitation of natural gas methane release from the Pipeline into the atmosphere. Remote Controlled Valves RCVs are installed at intervals along the Pipeline to reduce or prevent any such negative impacts to the environment caused by such an inadvertent natural gas methane release. An RCV is a block valve equipped with an electric, pneumatic, or natural gas-powered actuator capable of closing the valve remotely when a change in pressure or flow rate exceeds a specified limit. Data needed to determine a change are provided by sensors attached to the pipeline. Isolating the compromised Pipeline segment by quickly closing the upstream and downstream block valves is an effective method of mitigating the consequences of an unintended natural gas fugitives release, and reducing the risk of environmental damage from such fugitives, by controlling the overall volume of any natural gas release. The subjects RCVs are used to control and/or prevent a natural gas fugitives release which may cause adverse impacts to the atmosphere of the State of Texas. | The following property is used 100% for pollution control to meet or exceed federal or state regulations: Remote controlled valves located at 33.189078, -96.817228; 33.358827, -96.671387; and 33.011126, -96.414346. | 2023-01-06 12:36 | 5472441 | 100
24775 | T1 | PERMIAN EXPRESS PARTNERS LLC | WICHITA COUNTY PERMIAN EXPRESS PARTNERS PIPELINE | PERMIAN EXPRESS PARTNERS PIPELINE LOCATED IN WICHITA COUNTY | Wichita County | TX | 76305 | WICHITA | CN605351865 | RN111634119 | Pipeline coating and cathodic protection on the Permian Express Partners Pipeline Segment in Wichita County. | The following property is used 100% for pollution control to meet or exceed federal or state regulations: Pipeline coating and cathodic protection on the Permian Express Partners Pipeline Segment in Wichita County. | 2023-01-30 | 16000 | 100
24776 | T1 | PERMIAN EXPRESS PARTNERS LLC | TAYLOR COUNTY PERMIAN EXPRESS PARTNERS PIPELINE | PERMIAN EXPRESS PARTNERS PIPELINE LOCATED IN TAYLOR COUNTY | Taylor County | TX | 79561 | TAYLOR | CN605351865 | RN111634127 | Pipeline coating and cathodic protection on the Permian Express Partners Pipeline Segment in Taylor County. | The following property is used 100% for pollution control to meet or exceed federal or state regulations: Pipeline coating and cathodic protection on the Permian Express Partners Pipeline Segment in Taylor County. | 2023-01-30 | 221933 | 100
24777 | T1 | PERMIAN EXPRESS PARTNERS LLC | STERLING COUNTY PERMIAN EXPRESS PARTNERS PIPELINE | PERMIAN EXPRESS PARTNERS PIPELINE LOCATED IN STERLING COUNTY | Sterling County | TX | 76951 | STERLING | CN605351865 | RN111634135 | Pipeline coating and cathodic protection on the Permian Express Partners Pipeline Segment in Sterling County. | The following property is used 100% for pollution control to meet or exceed federal or state regulations: Pipeline coating and cathodic protection on the Permian Express Partners Pipeline Segment in Sterling County. | 2023-01-30 | 18976 | 100
24778 | T1 | PERMIAN EXPRESS PARTNERS LLC | SOMERVELL COUNTY PERMIAN EXPRESS PARTNERS PIPELINE | PERMIAN EXPRESS PARTNERS PIPELINE LOCATED IN SOMERVELL COUNTY | Somervell County | TX | 76077 | SOMERVELL | CN605351865 | RN111634143 | Pipeline coating and cathodic protection on the Permian Express Partners Pipeline Segment in Somervell County. | The following property is used 100% for pollution control to meet or exceed federal or state regulations: Pipeline coating and cathodic protection on the Permian Express Partners Pipeline Segment in Somervell County. | 2023-01-30 | 275098 | 100
24779 | T1 | PERMIAN EXPRESS PARTNERS LLC | SHACKELFORD CO PERMIAN EXPRESS PARTNERS PIPELINE | PERMIAN EXPRESS PARTNERS PIPELINE LOCATED IN SHACKELFORD COUNTY | Shackelford County | TX | 76430 | SHACKELFORD | CN605351865 | RN111634150 | Pipeline coating and cathodic protection on the Permian Express Partners Pipeline Segment in Shackelford County. | The following property is used 100% for pollution control to meet or exceed federal or state regulations: Pipeline coating and cathodic protection on the Permian Express Partners Pipeline Segment in Shackelford County. | 2023-01-30 | 281338 | 100
24780 | T1 | PERMIAN EXPRESS PARTNERS LLC | SCURRY COUNTY PERMIAN EXPRESS PARTNERS PIPELINE | PERMIAN EXPRESS PARTNER PIPELINE LOCATED IN SCURRY COUNTY | Scurry County | TX | 28334 | SCURRY | CN605351865 | RN111634168 | Pipeline coating and cathodic protection on the Permian Express Partners Pipeline Segment in Scurry County. | The following property is used 100% for pollution control to meet or exceed federal or state regulations: Pipeline coating and cathodic protection on the Permian Express Partners Pipeline Segment in Scurry County. | 2023-01-30 | 29632 | 100
24781 | T1 | PERMIAN EXPRESS PARTNERS LLC | NOLAN COUNTY PERMIAN EXPRESS PARTNERS PIPELINE | PERMIAN EXPRESS PARTNERS PIPELINE LOCATED IN NOLAN COUNTY | Nolan County | TX | 79556 | NOLAN | CN605351865 | RN111634176 | Pipeline coating and cathodic protection on the Permian Express Partners Pipeline Segment in Nolan County. | The following property is used 100% for pollution control to meet or exceed federal or state regulations: Pipeline coating and cathodic protection on the Permian Express Partners Pipeline Segment in Nolan County. | 2023-01-30 | 624864 | 100
24782 | T1 | PERMIAN EXPRESS PARTNERS LLC | NAVARRO COUNTY PERMIAN EXPRESS PARTNER PIPELINE | PERMIAN EXPRESS PARTNERS PIPELINE LOCATED IN NAVARRO COUNTY | Navarro County | TX | 75109 | NAVARRO | CN605351865 | RN111634184 | Pipeline coating and cathodic protection on the Permian Express Partners Pipeline Segment in Navarro County. | The following property is used 100% for pollution control to meet or exceed federal or state regulations: Pipeline coating and cathodic protection on the Permian Express Partners Pipeline Segment in Navarro County. | 2023-01-30 | 495216 | 100
24783 | T1 | PERMIAN EXPRESS PARTNERS LLC | MITCHELL COUNTY PERMIAN EXPRESS PARTNERS PIPELINE | PERMIAN EXPRESS PARTNERS PIPELINE LOCATED IN MITCHELL COUNTY | Mitchell County | TX | 79512 | MITCHELL | CN605351865 | RN111634192 | Pipeline coating and cathodic protection on the Permian Express Partners Pipeline Segment in Mitchell County. | The following property is used 100% for pollution control to meet or exceed federal or state regulations: Pipeline coating and cathodic protection on the Permian Express Partners Pipeline Segment in Mitchell County. | 2023-01-30 | 728493 | 100
24784 | T1 | PERMIAN EXPRESS PARTNERS LLC | JONES COUNTY PERMIAN EXPRESS PARTNERS PIPELINE | PERMIAN EXPRESS PARTNERS PIPELINE LOCATED IN JONES COUNTY | Jones County | TX | 79525 | JONES | CN605351865 | RN111634200 | Pipeline coating and cathodic protection on the Permian Express Partners Pipeline Segment in Jones County. | The following property is used 100% for pollution control to meet or exceed federal or state regulations: Pipeline coating and cathodic protection on the Permian Express Partners Pipeline Segment in Jones County. | 2023-02-03 | 486298 | 100
24785 | T1 | PERMIAN EXPRESS PARTNERS LLC | JOHNSON COUNTY PERMIAN EXPRESS PARTNERS PIPELINE | PERMIAN EXPRESS PARTNERS PIPELINE LOCATED IN JOHNSON COUNTY | Johnson County | TX | 76093 | JOHNSON | CN605351865 | RN111634531 | Pipeline coating and cathodic protection on the Permian Express Partners Pipeline Segment in Johnson County. | The following property is used 100% for pollution control to meet or exceed federal or state regulations: Pipeline coating and cathodic protection on the Permian Express Partners Pipeline Segment in Johnson County. | 2023-01-30 | 193459 | 100
24786 | T1 | PERMIAN EXPRESS PARTNERS LLC | HOWARD COUNTY PERMIAN EXPRESS PARTNERS PIPELINE | PERMIAN EXPRESS PARTNERS PIPELINE LOCATED IN HOWARD COUNTY | Howard County | TX | 79720 | HOWARD | CN605351865 | RN111634549 | Pipeline coating and cathodic protection on the Permian Express Partners Pipeline Segment in Howard County. | The following property is used 100% for pollution control to meet or exceed federal or state regulations: Pipeline coating and cathodic protection on the Permian Express Partners Pipeline Segment in Howard County. | 2023-01-30 | 101008 | 100
24787 | T1 | PERMIAN EXPRESS PARTNERS LLC | HOOD COUNTY PERMIAN EXPRESS PARTNERS PIPELINE | PERMIAN EXPRESS PARTNERS PIPELINE LOCATED IN HOOD COUNTY | Hood County | TX | 76476 | HOOD | CN605351865 | RN111634556 | Pipeline coating and cathodic protection on the Permian Express Partners Pipeline Segment in Hood County. | The following property is used 100% for pollution control to meet or exceed federal or state regulations: Pipeline coating and cathodic protection on the Permian Express Partners Pipeline Segment in Hood County. | 2023-01-30 | 222490 | 100
24788 | T1 | PERMIAN EXPRESS PARTNERS LLC | HILL COUNTY PERMIAN EXPRESS PARTNERS PIPELINE | PERMIAN EXPRESS PARTNERS PIPELINE LOCATED IN HILL COUNTY | Hill County | TX | 75165 | HILL | CN605351865 | RN111634564 | Pipeline coating and cathodic protection on the Permian Express Partners Pipeline Segment in Hill County. | The following property is used 100% for pollution control to meet or exceed federal or state regulations: Pipeline coating and cathodic protection on the Permian Express Partners Pipeline Segment in Hill County. | 2023-01-30 | 728237 | 100
24789 | T1 | PERMIAN EXPRESS PARTNERS LLC | GLASSCOCK COUNTY PERMIAN EXPRESS PARTNERS PIPELINE | PERMIAN EXPRESS PARTNERS PIPELINE LOCATED IN GLASSCOCK PIPELINE | Glasscock County | TX | 79739 | GLASSCOCK | CN605351865 | RN111634572 | Pipeline coating and cathodic protection on the Permian Express Partners Pipeline Segment in Glasscock County. | The following property is used 100% for pollution control to meet or exceed federal or state regulations: Pipeline coating and cathodic protection on the Permian Express Partners Pipeline Segment in Glasscock County. | 2023-01-30 | 268720 | 100
24790 | T1 | PERMIAN EXPRESS PARTNERS LLC | ERATH COUNTY PERMIAN EXPRESS PARTNERS PIPELINE | PERMIAN EXPRESS PARTNERS PIPELINE LOCATED IN ERATH COUNTY | Erath County | TX | 76401 | ERATH | CN605351865 | RN111634580 | Pipeline coating and cathodic protection on the Permian Express Partners Pipeline Segment in Erath County. | The following property is used 100% for pollution control to meet or exceed federal or state regulations: Pipeline coating and cathodic protection on the Permian Express Partners Pipeline Segment in Erath County. | 2023-01-30 | 557491 | 100
24791 | T1 | PERMIAN EXPRESS PARTNERS LLC | EASTLAND COUNTY PERMIAN EXPRESS PARTNERS PIPELINE | PERMIAN EXPRESS PARTNERS PIPELINE LOCATED IN EASTLAND COUNTY | Eastland County | TX | 76470 | EASTLAND | CN605351865 | RN111634598 | Pipeline coating and cathodic protection on the Permian Express Partners Pipeline Segment in Eastland County. | The following property is used 100% for pollution control to meet or exceed federal or state regulations: Pipeline coating and cathodic protection on the Permian Express Partners Pipeline Segment in Eastland County. | 2023-01-30 | 739507 | 100
24792 | T1 | PERMIAN EXPRESS PARTNERS LLC | CLAY COUNTY PERMIAN EXPRESS PARTNERS PIPELINE | PERMIAN EXPRESS PARTNERS PIPELINE LOCATED IN CLAY COUNTY | Clay County | TX | 76365 | CLAY | CN605351865 | RN111634606 | Pipeline coating and cathodic protection on the Permian Express Partners Pipeline Segment in Clay County. | The following property is used 100% for pollution control to meet or exceed federal or state regulations: Pipeline coating and cathodic protection on the Permian Express Partners Pipeline Segment in Clay County. | 2023-01-30 | 391296 | 100
24793 | T1 | PERMIAN EXPRESS PARTNERS LLC | CALLAHAN COUNTY PERMIAN EXPRESS PARTNERS PIPELINE | PERMIAN EXPRESS PARTNERS PIPELINE LOCATED WITHIN CALLAHAN COUNTY MAINLY ON THE NORTHEAST PORTION OF THE COUNTY | Callahan County | TX | 79504 | CALLAHAN | CN605351865 | RN111634614 | Pipeline coating and cathodic protection on the Permian Express Partners Pipeline Segment in Callahan County. | The following property is used 100% for pollution control to meet or exceed federal or state regulations: Pipeline coating and cathodic protection on the Permian Express Partners Pipeline Segment in Callahan County. | 2023-01-30 | 322925 | 100
24794 | T1 | TRANS-PECOS PIPELINE LLC | TRANS-PECOS PIPELINE WARD COUNTY PIPELINE | TRANS-PECOS PIPELINE, LLC WARD COUNTY PIPELINE | Ward County | TX | 79777 | WARD | CN604926535 | RN111636114 | Pipeline coatings and cathodic protection on the Trans-Pecos pipeline segment in Ward County. | Pipeline coatings and cathodic protection on the Trans-Pecos pipeline segment in Ward County. | 2023-02-07 | 96000 | 100
24795 | T1 | COMANCHE TRAIL PIPELINE LLC | COMANCHE TRAIL REEVES COUNTY PIPELINES | COMANCHE TRAIL PIPELINE REEVES COUNTY PIPELINE SEGMENT | Reeves County | TX | 79772 | REEVES | CN605296797 | RN111636130 | Pipeline coatings and cathodic protection on the Comanche Trail pipeline segment in Reeves County. | Pipeline coatings and cathodic protection on the Comanche Trail pipeline segment in Reeves County. | 2023-02-07 | 991200 | 100
24796 | T1 | TRANS-PECOS PIPELINE LLC | TRANS-PECOS PIPELINE PRESIDIO COUNTY PIPELINES | TRANS-PECOS PIPELINE, LLC PIPELINE SEGMENTS IN PRESIDIO COUNTY | Presidio County | TX | 79843 | PRESIDIO | CN604926535 | RN111636148 | Pipeline coatings and cathodic protection on the Trans-Pecos pipeline segment in Presidio County. | Pipeline coatings and cathodic protection on the Trans-Pecos pipeline segment in Presidio County. | 2023-02-07 | 1125600 | 100
24797 | T1 | TRANS-PECOS PIPELINE LLC | TRANS-PECOS PIPELINE PECOS COUNTY PIPELINES | TRANS-PECOS PIPELINE, LLC PIPELINE SEGMENTS IN PECOS COUNTY. | Pecos County | TX | 79735 | PECOS | CN604926535 | RN111636155 | Pipeline coatings and cathodic protection on the Trans-Pecos pipeline segment in Pecos County. | Pipeline coatings and cathodic protection on the Trans-Pecos pipeline segment in Pecos County. | 2023-02-07 | 849600 | 100
24798 | T1 | COMANCHE TRAIL PIPELINE LLC | COMANCHE TRAIL PECOS COUNTY PIPELINE | COMANCHE TRAIL PIPELINE, LLC PIPELINE IN PECOS COUNTY. | Pecos County | TX | 79735 | PECOS | CN605296797 | RN111636163 | Pipeline coatings and cathodic protection on the Comanche Trail pipeline segment in Pecos County. | Pipeline coatings and cathodic protection on the Comanche Trail pipeline segment in Pecos County. | 2023-02-07 | 3192 | 100
24799 | T1 | COMANCHE TRAIL PIPELINE LLC | COMANCHE TRAIL HUDSPETH COUNTY PIPELINES | COMANCHE TRAIL PIPELINE, LLC PIPELINE SEGMENTS IN HUDSPETH COUNTY. | Hudspeth County | TX | 79839 | HUDSPETH | CN605296797 | RN111636171 | Pipeline coatings and cathodic protection on the Comanche Trail pipeline segment in Hudspeth County. | Pipeline coatings and cathodic protection on the Comanche Trail pipeline segment in Hudspeth County. | 2023-02-07 | 1092000 | 100
24800 | T1 | COMANCHE TRAIL PIPELINE LLC | COMANCHE TRAIL EL PASO COUNTY PIPELINES | COMANCHE TRAIL PIPELINE, LLC PIPELINE SEGMENTS IN EL PASO COUNTY | El Paso County | TX | 79836 | EL PASO | CN605296797 | RN111636189 | Pipeline coatings and cathodic protection on the Comanche Trail pipeline segment in El Paso County. | Pipeline coatings and cathodic protection on the Comanche Trail pipeline segment in El Paso County. | 2023-02-07 | 287385 | 100
24801 | T1 | COMANCHE TRAIL PIPELINE LLC | COMANCHE TRAIL CULBERSON COUNTY PIPELINES | COMANCHE TRAIL PIPELINE, LLC PIPELINE IN CULBERSON COUNTY | Culberson County | TX | 79855 | CULBERSON | CN605296797 | RN111636197 | Pipeline coatings and cathodic protection on the Comanche Trail pipeline segment in Culberson County. | Pipeline coatings and cathodic protection on the Comanche Trail pipeline segment in Culberson County. | 2023-02-07 | 856800 | 100
24802 | T1 | TRANS-PECOS PIPELINE LLC | TRANS-PECOS PIPELINE LLC BREWSTER COUNTY PIPELINES | TRANS-PECOS PIPELINES IN BREWSTER COUNTY | Brewster County | TX | 79832 | BREWSTER | CN604926535 | RN111636205 | Pipeline coatings and cathodic protection on the Trans-Pecos pipeline segment in Brewster County. | Pipeline coatings and cathodic protection on the Trans-Pecos pipeline segment in Brewster County. | 2023-02-07 | 571200 | 100
24803 | T1 | ENERGY TRANSFER GC NGL PIPELINES LP | ENERGY TRANSFER GC NGL ZAVALA COUNTY PIPELINE SEGMENTS | ENERGY TRANSFER GC NGL ZAVALA COUNTY PIPELINE SEGMENTS | Zavala County | TX | 78829 | ZAVALA | CN604265710 | RN111636650 | Pipeline coatings and cathodic protection on the Energy Transfer GC NGL Pipeline Segments in Zavala County. | Pipeline coatings and cathodic protection on the Energy Transfer GC NGL Pipeline Segments in Zavala County. | 2023-02-16 | 563200 | 100
24804 | T1 | ENERGY TRANSFER GC NGL PIPELINES LP | ENERGY TRANSFER GC NGL WINKLER COUNTY PIPELINE SEGMENTS | ENERGY TRANSFER GC NGL WINKLER COUNTY PIPELINE SEGMENTS | Winkler County | TX | 79745 | WINKLER | CN604265710 | RN111636668 | Pipeline coatings and cathodic protection on the Energy Transfer GC NGL Pipeline Segments in Winkler County. | Pipeline coatings and cathodic protection on the Energy Transfer GC NGL Pipeline Segments in Winkler County. | 2023-02-22 | 1138281 | 100
24805 | T1 | ENERGY TRANSFER GC NGL PIPELINES LP | ENERGY TRANSFER GC NGL WARD COUNTY PIPELINE SEGMENTS | ENERGY TRANSFER GC NGL WARD COUNTY PIPELINE SEGMENTS | Ward County | TX | 79777 | WARD | CN604265710 | RN111636676 | Pipeline coatings and cathodic protection on the Energy Transfer GC NGL Pipeline Segments in Ward County. | The following property is used 100% for pollution control and is installed to meet or exceed federal or state regulations: Pipeline coatings and cathodic protection on the Energy Transfer GC NGL Pipeline Segments in Ward County. | 2023-02-22 | 431283 | 100
24806 | T1 | ENERGY TRANSFER GC NGL PIPELINES LP | ENERGY TRANSFER GC NGL WALKER COUNTY PIPELINE SEGMENTS | ENERGY TRANSFER GC NGL WALKER COUNTY PIPELINE SEGMENTS | Walker County | TX | 77367 | WALKER | CN604265710 | RN111636684 | Pipeline coatings and cathodic protection on the Energy Transfer GC NGL Pipelines LP Segments in Walker County. | The following property is used 100% for pollution control and is installed to meet or exceed federal or state regulations: Pipeline coatings and cathodic protection on the Energy Transfer GC NGL Pipelines LP Segments in Walker County. | 2023-02-22 | 598440 | 100
24807 | T1 | ENERGY TRANSFER GC NGL PIPELINES LP | ENERGY TRANSFER GC NGL VAL VERDE COUNTY PIPELINE SEGMENTS | ENERGY TRANSFER GC NGL VAL VERDE COUNTY PIPELINE SEGMENTS | Val Verde County | TX | 78837 | VAL VERDE | CN604265710 | RN111636692 | Pipeline coatings and cathodic protection on the Energy Transfer GC NGL Pipelines LP Segments in Val Verde County. | The following property is used 100% for pollution control and is installed to meet or exceed federal or state regulations: Pipeline coatings and cathodic protection on the Energy Transfer GC NGL Pipelines LP Segments in Val Verde County. | 2023-02-24 | 744704 | 100
24808 | T1 | ENERGY TRANSFER GC NGL PIPELINES LP | ENERGY TRANSFER GC NGL UVALDE COUNTY PIPELINE SEGMENTS | ENERGY TRANSFER GC NGL UVALDE COUNTY PIPELINE SEGMENTS | Uvalde County | TX | 78801 | UVALDE | CN604265710 | RN111636700 | Pipeline coatings and cathodic protection on the Energy Transfer GC NGL Pipelines LP Segments in Uvalde County. | The following property is used 100% for pollution control and is installed to meet or exceed federal or state regulations: Pipeline coatings and cathodic protection on the Energy Transfer GC NGL Pipelines LP Segments in Uvalde County. | 2023-02-24 | 27008 | 100
24809 | T1 | ENERGY TRANSFER GC NGL PIPELINES LP | ENERGY TRANSFER GC NGL UPTON COUNTY PIPELINE SEGMENTS | ENERGY TRANSFER GC NGL UPTON COUNTY PIPELINE SEGMENTS | Upton County | TX | 79778 | UPTON | CN604265710 | RN111636718 | Pipeline coatings and cathodic protection on the Energy Transfer GC NGL Pipelines LP Segments in Upton County. | The following property is used 100% for pollution control and is installed to meet or exceed federal or state regulations: Pipeline coatings and cathodic protection on the Energy Transfer GC NGL Pipelines LP Segments in Upton County. | 2023-02-24 | 545254 | 100
24810 | T1 | ENERGY TRANSFER GC NGL PIPELINES LP | ENERGY TRANSFER GC NGL TAYLOR COUNTY PIPELINE SEGMENTS | ENERGY TRANSFER GC NGL TAYLOR COUNTY PIPELINE SEGMENTS | Taylor County | TX | 79508 | TAYLOR | CN604265710 | RN111636726 | Pipeline coatings and cathodic protection on the Energy Transfer GC NGL Pipelines LP Segments in Taylor County. | The following property is used 100% for pollution control and is installed to meet or exceed federal or state regulations: Pipeline coatings and cathodic protection on the Energy Transfer GC NGL Pipelines LP Segments in Taylor County. | 2023-02-24 | 1253260 | 100
24811 | T1 | ENERGY TRANSFER GC NGL PIPELINES LP | ENERGY TRANSFER GC NGL SAN JACINTO COUNTY PIPELINE SEGMENTS | ENERGY TRANSFER GC NGL SAN JACINTO COUNTY PIPELINE SEGMENTS | San Jacinto County | TX | 77331 | SAN JACINTO | CN604265710 | RN111636734 | Pipeline coatings and cathodic protection on the Energy Transfer GC NGL Pipelines LP Segments in San Jacinto County. | The following property is used 100% for pollution control and is installed to meet or exceed federal or state regulations: Pipeline coatings and cathodic protection on the Energy Transfer GC NGL Pipelines LP Segments in San Jacinto County. | 2023-02-24 | 775320 | 100
24812 | T1 | ENERGY TRANSFER GC NGL PIPELINES LP | ENERGY TRANSFER GC NGL REEVES COUNTY PIPELINE SEGMENTS | ENERGY TRANSFER GC NGL REEVES COUNTY PIPELINE SEGMENTS | Reeves County | TX | 79785 | REEVES | CN604265710 | RN111636742 | Pipeline coatings and cathodic protection on the Energy Transfer GC NGL Pipelines LP Segments in Reeves County. | The following property is used 100% for pollution control and is installed to meet or exceed federal or state regulations: Pipeline coatings and cathodic protection on the Energy Transfer GC NGL Pipelines LP Segments in Reeves County. | 2023-02-28 | 76185 | 100
24813 | T1 | ENERGY TRANSFER GC NGL PIPELINES LP | ENERGY TRANSFER GC NGL REAGAN COUNTY PIPELINE SEGMENTS | ENERGY TRANSFER GC NGL REAGAN COUNTY PIPELINE SEGMENTS | Reagan County | TX | 76932 | REAGAN | CN604265710 | RN111636981 | Pipeline coatings and cathodic protection on the Energy Transfer GC NGL Pipelines LP Segments in Reagan County. | The following property is used 100% for pollution control and is installed to meet or exceed federal or state regulations: Pipeline coatings and cathodic protection on the Energy Transfer GC NGL Pipelines LP Segments in Reagan County. | 2023-02-28 | 343936 | 100
24814 | T1 | ENERGY TRANSFER GC NGL PIPELINES LP | ENERGY TRANSFER GC NGL PECOS COUNTY PIPELINE SEGMENTS | ENERGY TRANSFER GC NGL PECOS COUNTY PIPELINE SEGMENTS | Pecos County | TX | 79735 | PECOS | CN604265710 | RN111636999 | Pipeline coatings and cathodic protection on the Energy Transfer GC NGL Pipelines LP Segments in Pecos County. | The following property is used 100% for pollution control and is installed to meet or exceed federal or state regulations: Pipeline coatings and cathodic protection on the Energy Transfer GC NGL Pipelines LP Segments in Pecos County. | 2023-02-28 | 155664 | 100
24815 | T1 | ENERGY TRANSFER GC NGL PIPELINES LP | ENERGY TRANSFER GC NGL NOLAN COUNTY PIPELINE SEGMENTS | ENERGY TRANSFER GC NGL NOLAN COUNTY PIPELINE SEGMENTS | Nolan County | TX | 79535 | NOLAN | CN604265710 | RN111637005 | Pipeline coatings and cathodic protection on the Energy Transfer GC NGL Pipelines LP Segments in Nolan County. | The following property is used 100% for pollution control and is installed to meet or exceed federal or state regulations: Pipeline coatings and cathodic protection on the Energy Transfer GC NGL Pipelines LP Segments in Nolan County. | 2023-02-28 | 1239571 | 100
24816 | T1 | ENERGY TRANSFER GC NGL PIPELINES LP | ENERGY TRANSFER GC NGL NAVARRO COUNTY PIPELINE SEGMENTS | ENERGY TRANSFER GC NGL NAVARRO COUNTY PIPELINE SEGMENTS | Navarro County | TX | 75153 | NAVARRO | CN604265710 | RN111637021 | Pipeline coatings and cathodic protection on the Energy Transfer GC NGL Pipelines LP Segments in Navarro County. | The following property is used 100% for pollution control and is installed to meet or exceed federal or state regulations: Pipeline coatings and cathodic protection on the Energy Transfer GC NGL Pipelines LP Segments in Navarro County. | 2023-02-28 | 430824 | 100
24817 | T1 | ENERGY TRANSFER GC NGL PIPELINES LP | ENERGY TRANSFER GC NGL MITCHELL COUNTY PIPELINE SEGMENTS | ENERGY TRANSFER GC NGL MITCHELL COUNTY PIPELINE SEGMENTS | Mitchell County | TX | 79512 | MITCHELL | CN604265710 | RN111637039 | Pipeline coatings and cathodic protection on the Energy Transfer GC NGL Pipelines LP Segments in Mitchell County. | The following property is used 100% for pollution control and is installed to meet or exceed federal or state regulations: Pipeline coatings and cathodic protection on the Energy Transfer GC NGL Pipelines LP Segments in Mitchell County. | 2023-02-28 | 1277049 | 100
24818 | T1 | ENERGY TRANSFER GC NGL PIPELINES LP | ENERGY TRANSFER GC NGL MIDLAND COUNTY PIPELINE SEGMENTS | ENERGY TRANSFER GC NGL MIDLAND COUNTY PIPELINE SEGMENTS | Midland County | TX | 79701 | MIDLAND | CN604265710 | RN111637047 | Pipeline coatings and cathodic protection on the Energy Transfer GC NGL Pipelines LP Segments in Midland County. | The following property is used 100% for pollution control and is installed to meet or exceed federal or state regulations: Pipeline coatings and cathodic protection on the Energy Transfer GC NGL Pipelines LP Segments in Midland County. | 2023-02-28 | 1290003 | 100
24819 | T1 | ENERGY TRANSFER GC NGL PIPELINES LP | ENERGY TRANSFER GC NGL MAVERICK COUNTY PIPELINE SEGMENTS | ENERGY TRANSFER GC NGL MAVERICK COUNTY PIPELINE SEGMENTS | Maverick County | TX | 78852 | MAVERICK | CN604265710 | RN111637054 | Pipeline coatings and cathodic protection on the Energy Transfer GC NGL Pipelines LP Segments in Maverick County. | The following property is used 100% for pollution control and is installed to meet or exceed federal or state regulations: Pipeline coatings and cathodic protection on the Energy Transfer GC NGL Pipelines LP Segments in Maverick County. | 2023-02-28 | 21504 | 100
24820 | T1 | ENERGY TRANSFER GC NGL PIPELINES LP | ENERGY TRANSFER GC NGL MARTIN COUNTY PIPELINE SEGMENTS | ENERGY TRANSFER GC NGL MARTIN COUNTY PIPELINE SEGMENTS | Martin County | TX | 79749 | MARTIN | CN604265710 | RN111637062 | Pipeline coatings and cathodic protection on the Energy Transfer GC NGL Pipelines LP Segments in Martin County. | The following property is used 100% for pollution control and is installed to meet or exceed federal or state regulations: Pipeline coatings and cathodic protection on the Energy Transfer GC NGL Pipelines LP Segments in Martin County. | 2023-02-28 | 582004 | 100
24821 | T1 | ENERGY TRANSFER GC NGL PIPELINES LP | ENERGY TRANSFER GC NGL LIBERTY COUNTY PIPELINE SEGMENTS | ENERGY TRANSFER GC NGL LIBERTY COUNTY PIPELINE SEGMENTS | Liberty County | TX | 77535 | LIBERTY | CN604265710 | RN111637070 | Pipeline coatings and cathodic protection on the Energy Transfer GC NGL Pipelines LP Segments in Liberty County. | The following property is used 100% for pollution control and is installed to meet or exceed federal or state regulations: Pipeline coatings and cathodic protection on the Energy Transfer GC NGL Pipelines LP Segments in Liberty County. | 2023-02-28 | 1047104 | 100
24822 | T1 | ENERGY TRANSFER GC NGL PIPELINES LP | ENERGY TRANSFER GC NGL LEON COUNTY PIPELINE SEGMENTS | ENERGY TRANSFER GC NGL LEON COUNTY PIPELINE SEGMENTS | Leon County | TX | 75833 | LEON | CN604265710 | RN111637088 | Pipeline coatings and cathodic protection on the Energy Transfer GC NGL Pipelines LP Segments in Leon County. | The following property is used 100% for pollution control and is installed to meet or exceed federal or state regulations: Pipeline coatings and cathodic protection on the Energy Transfer GC NGL Pipelines LP Segments in Leon County. | 2023-02-28 | 205728 | 100
24823 | T1 | ENERGY TRANSFER GC NGL PIPELINES LP | ENERGY TRANSFER GC NGL LAVACA COUNTY PIPELINE SEGMENTS | ENERGY TRANSFER GC NGL LAVACA COUNTY PIPELINE SEGMENTS | Lavaca County | TX | 77964 | LAVACA | CN604265710 | RN111637096 | Pipeline coatings and cathodic protection on the Energy Transfer GC NGL Pipelines LP Segments in Lavaca County. | The following property is used 100% for pollution control and is installed to meet or exceed federal or state regulations: Pipeline coatings and cathodic protection on the Energy Transfer GC NGL Pipelines LP Segments in Lavaca County. | 2023-02-28 | 98304 | 100
24824 | T1 | ENERGY TRANSFER GC NGL PIPELINES LP | ENERGY TRANSFER GC NGL KINNEY COUNTY PIPELINE SEGMENTS | ENERGY TRANSFER GC NGL KINNEY COUNTY PIPELINE SEGMENTS | Kinney County | TX | 78832 | KINNEY | CN604265710 | RN111637104 | Pipeline coatings and cathodic protection on the Energy Transfer GC NGL Pipelines LP Segments in Kinney County. | The following property is used 100% for pollution control and is installed to meet or exceed federal or state regulations: Pipeline coatings and cathodic protection on the Energy Transfer GC NGL Pipelines LP Segments in Kinney County. | 2023-02-28 | 653056 | 100
24825 | T1 | ENERGY TRANSFER GC NGL PIPELINES LP | ENERGY TRANSFER GC NGL KARNES COUNTY PIPELINE SEGMENTS | ENERGY TRANSFER GC NGL KARNES COUNTY PIPELINE SEGMENTS | Karnes County | TX | 78118 | KARNES | CN604265710 | RN111637112 | Pipeline coatings and cathodic protection on the Energy Transfer GC NGL Pipelines LP Segments in Karnes County. | The following property is used 100% for pollution control and is installed to meet or exceed federal or state regulations: Pipeline coatings and cathodic protection on the Energy Transfer GC NGL Pipelines LP Segments in Karnes County. | 2023-02-28 | 373248 | 100
24826 | T1 | ENERGY TRANSFER GC NGL PIPELINES LP | ENERGY TRANSFER GC NGL JOHNSON COUNTY PIPELINE SEGMENTS | ENERGY TRANSFER GC NGL JOHNSON COUNTY PIPELINE SEGMENTS | Johnson County | TX | 76044 | JOHNSON | CN604265710 | RN111637120 | Pipeline coatings and cathodic protection on the Energy Transfer GC NGL Pipelines LP Segments in Johnson County. | The following property is used 100% for pollution control and is installed to meet or exceed federal or state regulations: Pipeline coatings and cathodic protection on the Energy Transfer GC NGL Pipelines LP Segments in Johnson County. | 2023-03-07 | 146304 | 100
24827 | T1 | ENERGY TRANSFER GC NGL PIPELINES LP | ENERGY TRANSFER GC NGL JACKSON COUNTY PIPELINE SEGMENTS | ENERGY TRANSFER GC NGL JACKSON COUNTY PIPELINE SEGMENTS, EDNA, TX 77957 | Jackson County | TX | 77957 | JACKSON | CN604265710 | RN111637138 | Pipeline coatings and cathodic protection on the Energy Transfer GC NGL Pipelines LP Segments in Jackson County. | The following property is used 100% for pollution control and is installed to meet or exceed federal or state regulations: Pipeline coatings and cathodic protection on the Energy Transfer GC NGL Pipelines LP Segments in Jackson County. | 2023-03-07 | 252800 | 100
24828 | T1 | ENERGY TRANSFER GC NGL PIPELINES LP | ENERGY TRANSFER GC NGL HOWARD COUNTY PIPELINE SEGMENTS | ENERGY TRANSFER GC NGL HOWARD COUNTY PIPELINE SEGMENTS, BIG SPRING, TX 79721 | Howard County | TX | 79721 | HOWARD | CN604265710 | RN111637146 | Pipeline coatings and cathodic protection on the Energy Transfer GC NGL Pipelines LP Segments in Howard County. | The following property is used 100% for pollution control and is installed to meet or exceed federal or state regulations: Pipeline coatings and cathodic protection on the Energy Transfer GC NGL Pipelines LP Segments in Howard County. | 2023-03-07 | 1244217 | 100
24829 | T1 | ENERGY TRANSFER GC NGL PIPELINES LP | ENERGY TRANSFER GC NGL HOUSTON COUNTY PIPELINE SEGMENTS | ENERGY TRANSFER GC NGL HOUSTON COUNTY PIPELINE SEGMENTS, CROCKETT, TX 75835 | Houston County | TX | 75835 | HOUSTON | CN604265710 | RN111637153 | Pipeline coatings and cathodic protection on the Energy Transfer GC NGL Pipelines LP Segments in Houston County. | The following property is used 100% for pollution control and is installed to meet or exceed federal or state regulations: Pipeline coatings and cathodic protection on the Energy Transfer GC NGL Pipelines LP Segments in Houston County. | 2023-03-08 | 1003960 | 100
24830 | T1 | ENERGY TRANSFER GC NGL PIPELINES LP | ENERGY TRANSFER GC NGL HILL COUNTY PIPELINE SEGMENTS | ENERGY TRANSFER GC NGL HILL COUNTY PIPELINE SEGMENTS, HILLSBORO, TX 76645 | Hill County | TX | 76645 | HILL | CN604265710 | RN111637161 | Pipeline coatings and cathodic protection on the Energy Transfer GC NGL Pipelines LP Segments in Hill County. | The following property is used 100% for pollution control and is installed to meet or exceed federal or state regulations: Pipeline coatings and cathodic protection on the Energy Transfer GC NGL Pipelines LP Segments in Hill County. | 2023-03-08 | 1158024 | 100
24831 | T1 | ENERGY TRANSFER GC NGL PIPELINES LP | ENERGY TRANSFER GC NGL PIPELINES HARRIS COUNTY | 12353 EAGLE POINE DR | MONT BELVIEU | TX | 77535 | HARRIS | CN604265710 | RN111536462 | Pipeline coatings and cathodic protection on the Energy Transfer GC NGL Pipelines LP Segments in Harris County. | The following property is used 100% for pollution control and is installed to meet or exceed federal or state regulations: Pipeline coatings and cathodic protection on the Energy Transfer GC NGL Pipelines LP Segments in Harris County. | 2023-03-08 | 144624 | 100
24832 | T1 | ENERGY TRANSFER GC NGL PIPELINES LP | ENERGY TRANSFER GC NGL GLASSCOCK COUNTY PIPELINE SEGMENTS | ENERGY TRANSFER GC NGL GLASSCOCK COUNTY PIPELINE SEGMENTS, GARDEN CITY, TX 79739 | Glasscock County | TX | 79739 | GLASSCOCK | CN604265710 | RN111637179 | Pipeline coatings and cathodic protection on the Energy Transfer GC NGL Pipelines LP Segments in Glasscock County. | The following property is used 100% for pollution control and is installed to meet or exceed federal or state regulations: Pipeline coatings and cathodic protection on the Energy Transfer GC NGL Pipelines LP Segments in Glasscock County. | 2023-03-08 | 31808 | 100
24833 | T1 | ENERGY TRANSFER GC NGL PIPELINES LP | ENERGY TRANSFER GC NGL FRIO COUNTY PIPELINE SEGMENTS | ENERGY TRANSFER GC NGL FRIO COUNTY PIPELINE SEGMENTS, PEARSALL, TX 78061 | Frio County | TX | 78061 | FRIO | CN604265710 | RN111637187 | Pipeline coatings and cathodic protection on the Energy Transfer GC NGL Pipelines LP Segments in Frio County. | The following property is used 100% for pollution control and is installed to meet or exceed federal or state regulations: Pipeline coatings and cathodic protection on the Energy Transfer GC NGL Pipelines LP Segments in Frio County. | 2023-03-08 | 508672 | 100
24834 | T1 | ENERGY TRANSFER GC NGL PIPELINES LP | ENERGY TRANSFER GC NGL FREESTONE COUNTY PIPELINE SEGMENTS | ENERGY TRANSFER GC NGL FREESTONE COUNTY PIPELINE SEGMENTS, FAIRFIELD, TX 75840 | Freestone County | TX | 75840 | FREESTONE | CN604265710 | RN111637195 | Pipeline coatings and cathodic protection on the Energy Transfer GC NGL Pipelines LP Segments in Freestone County. | The following property is used 100% for pollution control and is installed to meet or exceed federal or state regulations: Pipeline coatings and cathodic protection on the Energy Transfer GC NGL Pipelines LP Segments in Freestone County. | 2023-03-08 | 1067928 | 100
24835 | T1 | ENERGY TRANSFER GC NGL PIPELINES LP | ENERGY TRANSFER GC NGL ERATH COUNTY PIPELINE SEGMENTS | ENERGY TRANSFER GC NGL ERATH COUNTY PIPELINE SEGMENTS, STEPHENVILLE, TX 76401 | Erath County | TX | 76401 | ERATH | CN604265710 | RN111637203 | Pipeline coatings and cathodic protection on the Energy Transfer GC NGL Pipelines LP Segments in Erath County. | The following property is used 100% for pollution control and is installed to meet or exceed federal or state regulations: Pipeline coatings and cathodic protection on the Energy Transfer GC NGL Pipelines LP Segments in Erath County. | 2023-03-08 | 1320480 | 100
24836 | T1 | ENERGY TRANSFER GC NGL PIPELINES LP | ENERGY TRANSFER GC NGL ECTOR COUNTY PIPELINE SEGMENTS | ENERGY TRANSFER GC NGL ECTOR COUNTY PIPELINE SEGMENTS, GOLDSMITH, TX 79741 | Ector County | TX | 79741 | ECTOR | CN604265710 | RN111637211 | Pipeline coatings and cathodic protection on the Energy Transfer GC NGL Pipelines LP Segments in Ector County. | The following property is used 100% for pollution control and is installed to meet or exceed federal or state regulations: Pipeline coatings and cathodic protection on the Energy Transfer GC NGL Pipelines LP Segments in Ector County. | 2023-03-08 | 1208524 | 100
24837 | T1 | ENERGY TRANSFER GC NGL PIPELINES LP | ENERGY TRANSFER GC NGL EASTLAND COUNTY PIPELINE SEGMENTS | ENERGY TRANSFER GC NGL EASTLAND COUNTY PIPELINE SEGMENT, CARBON, TX 76435 | Eastland County | TX | 76435 | EASTLAND | CN604265710 | RN111637229 | Pipeline coatings and cathodic protection on the Energy Transfer GC NGL Pipelines LP Segments in Eastland County. | The following property is used 100% for pollution control and is installed to meet or exceed federal or state regulations: Pipeline coatings and cathodic protection on the Energy Transfer GC NGL Pipelines LP Segments in Eastland County. | 2023-03-08 | 1041062 | 100
24838 | T1 | ENERGY TRANSFER GC NGL PIPELINES LP | ENERGY TRANSFER GC NGL DEWITT COUNTY PIPELINE SEGMENTS | ENERGY TRANSFER GC NGL DEWITT COUNTY PIPELINE SEGMENTS, CUERO, TX 77954 | Dewitt County | TX | 77954 | DEWITT | CN604265710 | RN111637237 | Pipeline coatings and cathodic protection on the Energy Transfer GC NGL Pipelines LP Segments in DeWitt County. | The following property is used 100% for pollution control and is installed to meet or exceed federal or state regulations: Pipeline coatings and cathodic protection on the Energy Transfer GC NGL Pipelines LP Segments in DeWitt County. | 2023-03-08 | 598912 | 100
24839 | T1 | ENERGY TRANSFER GC NGL PIPELINES LP | ENERGY TRANSFER GC NGL CROCKETT COUNTY PIPELINE SEGMENTS | ENERGY TRANSFER GC NGL CROCKETT COUNTY PIPELINE SEGMENTS, OZONA, TX 76943 | Crockett County | TX | 76943 | CROCKETT | CN604265710 | RN111637245 | Pipeline coatings and cathodic protection on the Energy Transfer GC NGL Pipelines LP Segments in Crockett County. | The following property is used 100% for pollution control and is installed to meet or exceed federal or state regulations: Pipeline coatings and cathodic protection on the Energy Transfer GC NGL Pipelines LP Segments in Crockett County. | 2023-03-08 | 818944 | 100
24840 | T1 | ENERGY TRANSFER GC NGL PIPELINES LP | ENERGY TRANSFER GC NGL COMANCHE PIPELINE SEGMENTS | ENERGY TRANSFER GC NGL COMANCHE PIPELINE SEGMENTS, DE LEON, TX 76444 | Comanche County | TX | 76444 | COMANCHE | CN604265710 | RN111637252 | Pipeline coatings and cathodic protection on the Energy Transfer GC NGL Pipelines LP Segments in Comanche County. | The following property is used 100% for pollution control and is installed to meet or exceed federal or state regulations: Pipeline coatings and cathodic protection on the Energy Transfer GC NGL Pipelines LP Segments in Comanche County. | 2023-03-08 | 432883 | 100
24841 | T1 | ENERGY TRANSFER GC NGL PIPELINES LP | ENERGY TRANSFER GC NGL CALLAHAN COUNTY PIPELINE | ENERGY TRANSFER GC NGL CALLAHAN COUNTY PIPELINE, CALLAHAN COUNTY, 79504 | Callahan County | TX | 79504 | CALLAHAN | CN604265710 | RN111637260 | Pipeline coatings and cathodic protection on the Energy Transfer GC NGL Pipelines LP Segments in Callahan County. | The following property is used 100% for pollution control and is installed to meet or exceed federal or state regulations: Pipeline coatings and cathodic protection on the Energy Transfer GC NGL Pipelines LP Segments in Callahan County. | 2023-03-08 | 1212691 | 100
24842 | T1 | ENERGY TRANSFER GC NGL PIPELINES LP | ENERGY TRANSFER GC NGL BOSQUE PIPELINE SEGMENTS | ENERGY TRANSFER GC NGL BOSQUE PIPELINE SEGMENTS | Bosque County | TX | 76671 | BOSQUE | CN604265710 | RN111637278 | Pipeline coatings and cathodic protection on the Energy Transfer GC NGL Pipelines LP Segments in Bosque County. | The following property is used 100% for pollution control and is installed to meet or exceed federal or state regulations: Pipeline coatings and cathodic protection on the Energy Transfer GC NGL Pipelines LP Segments in Bosque County. | 2023-03-08 09:39 | 712371 | 100
24843 | T1 | ENERGY TRANSFER GC NGL PIPELINES LP | ENERGY TRANSFER GC NGL ATASCOSA PIPELINE SEGMENTS | ATASCOSA COUNTY PIPELINE SEGMENTS, ATASCOSA, TX 78002 | Atascosa County | TX | 78002 | ATASCOSA | CN604265710 | RN111637286 | Pipeline coatings and cathodic protection on the Energy Transfer GC NGL Pipelines LP Segments in Atascosa County. | The following property is used 100% for pollution control and is installed to meet or exceed federal or state regulations: The following property is used 100% for pollution control and is installed to meet or exceed federal or state regulations: Pipeline coatings and cathodic protection on the Energy Transfer GC NGL Pipelines LP Segments in Atascosa County. | 2023-03-08 10:01 | 536832 | 100
24844 | T1 | ENERGY TRANSFER GC NGL PIPELINES LP | ENERGY TRANSFER GC NGL PIPELINES CHAMBERS COUNTY | 12353 EAGLE POINTE DR | MONT BELVIEU | TX | 77535 | CHAMBERS | CN604265710 | RN111536371 | Pipeline coatings and cathodic protection on the Energy Transfer GC NGL Pipelines Segments in Chambers County. | The following property is used 100% for pollution control and is installed to meet or exceed federal or state regulations: Pipeline coatings and cathodic protection on the Energy Transfer GC NGL Pipelines Segments in Chambers County. | 2023-03-20 | 196625 | 100
24845 | T1 | DOUBLE E PIPELINE LLC | DOUBLE E PIPELINE IN LOVING | DOUBLE E PIPELINE IN LOVING | Loving County | TX | 79754 | LOVING | CN606096873 | RN111637690 | Pipeline coatings and cathodic protection on the Double E Pipeline LLC Segments in Loving County. | Pipeline coatings and cathodic protection on the Double E Pipeline LLC Segments in Loving County. | 2023-02-03 | 1239840 | 100
24846 | T1 | MAGELLAN PIPELINE COMPANY LP | MAGELLAN PIPELINE COMPANY SEGMENT IN TAYLOR COUNTY | MAGELLAN PIPELINE COMPANY SEGMENT IN TAYLOR COUNTY | Taylor County | TX | 79606 | TAYLOR | CN605367739 | RN111637708 | Pipeline coatings and cathodic protection on the Magellan Pipeline Company LP Segments in Taylor County. | The following property is used 100% for pollution control and is installed to meet or exceed federal or state regulations: Pipeline coatings and cathodic protection on the Magellan Pipeline Company LP Segments in Taylor County. | 2023-03-07 | 1264581 | 100
24847 | T1 | MAGELLAN PIPELINE COMPANY LP | MAGELLAN PIPELINE COMPANY SEGMENT IN NOLAN COUNTY | MAGELLAN PIPELINE COMPANY SEGMENT IN NOLAN COUNTY | Nolan County | TX | 79556 | NOLAN | CN605367739 | RN111637716 | Pipeline coatings and cathodic protection on the Magellan Pipeline Company LP Segments in Nolan County. | The following property is used 100% for pollution control and is installed to meet or exceed federal or state regulations: Pipeline coatings and cathodic protection on the Magellan Pipeline Company LP Segments in Nolan County. | 2023-03-07 | 2503232 | 100
24848 | T1 | MAGELLAN PIPELINE COMPANY LP | MAGELLAN PIPELINE COMPANY SEGMENT IN MIDLAND COUNTY | MAGELLAN PIPELINE COMPANY SEGMENT IN MIDLAND COUNTY | Midland County | TX | 79706 | MIDLAND | CN605367739 | RN111637724 | Pipeline coatings and cathodic protection on the Magellan Pipeline Company LP Segments in Midland County. | The following property is used 100% for pollution control and is installed to meet or exceed federal or state regulations: Pipeline coatings and cathodic protection on the Magellan Pipeline Company LP Segments in Midland County. | 2023-03-07 | 2262882 | 100
24849 | T1 | MAGELLAN PIPELINE COMPANY LP | MAGELLAN PIPELINE COMPANY SEGMENT IN CALLAHAN CO | MAGELLAN PIPELINE COMPANY SEGMENT IN CALLAHAN COUNTY | Callahan County | TX | 79510 | CALLAHAN | CN605367739 | RN111637732 | Pipeline coatings and cathodic protection on the Magellan Pipeline Company LP Segments in Callahan County. | The following property is used 100% for pollution control and is installed to meet or exceed federal or state regulations: Pipeline coatings and cathodic protection on the Magellan Pipeline Company LP Segments in Callahan County. | 2023-03-07 | 526576 | 100
24850 | T1 | MAGELLAN PIPELINE COMPANY LP | MAGELLAN PIPELINE COMPANY SEGMENT IN MITCHELL CO | MAGELLAN PIPELINE COMPANY SEGMENT IN MITCHELL COUNTY | Mitchell County | TX | 79512 | MITCHELL | CN605367739 | RN111637757 | Pipeline coatings and cathodic protection on the Magellan Pipeline Company LP Segments in Mitchell County. | The following property is used 100% for pollution control and is installed to meet or exceed federal or state regulations: Pipeline coatings and cathodic protection on the Magellan Pipeline Company LP Segments in Mitchell County. | 2023-03-07 | 3127544 | 100
24851 | T1 | MAGELLAN PIPELINE COMPANY LP | MAGELLAN PIPELINE COMPANY SEGMENT IN ROBERSON CO | MAGELLAN PIPELINE COMPANY SEGMENT IN ROBERSON COUNTY | Robertson County | TX | 77859 | ROBERTSON | CN605367739 | RN111637765 | Pipeline coatings and cathodic protection on the Magellan Pipeline Company LP Segments in Robertson County. | The following property is used 100% for pollution control and is installed to meet or exceed federal or state regulations: Pipeline coatings and cathodic protection on the Magellan Pipeline Company LP Segments in Robertson County. | 2023-03-07 | 4140146 | 100
24852 | T1 | MAGELLAN PIPELINE COMPANY LP | MAGELLAN PIPELINE COMPANY SEGMENT IN MILAM COUNTY | MAGELLAN PIPELINE COMPANY SEGMENT IN MILAM COUNTY | Milam County | TX | 76020 | MILAM | CN605367739 | RN111637773 | Pipeline coatings and cathodic protection on the Magellan Pipeline Company LP Segments in Milam County. | The following property is used 100% for pollution control and is installed to meet or exceed federal or state regulations: Pipeline coatings and cathodic protection on the Magellan Pipeline Company LP Segments in Milam County. | 2023-03-07 | 1759114 | 100
24853 | T1 | MAGELLAN PIPELINE COMPANY LP | MAGELLAN PIPELINE COMPANY SEGMENT IN MCLENNAN CO | MAGELLAN PIPELINE COMPANY SEGMENT IN MCLENNAN CO | Mclennan County | TX | 76705 | MCLENNAN | CN605367739 | RN111637880 | Pipeline coatings and cathodic protection on the Magellan Pipeline Company LP Segments in McLennan County. | The following property is used 100% for pollution control and is installed to meet or exceed federal or state regulations: Pipeline coatings and cathodic protection on the Magellan Pipeline Company LP Segments in McLennan County. | 2023-03-09 | 995534 | 100
24854 | T1 | MAGELLAN PIPELINE COMPANY LP | MAGELLAN PIPELINE COMPANY SEGMENT IN HARRIS COUNTY | MAGELLAN PIPELINE COMPANY SEGMENT IN HARRIS COUNTY | Harris County | TX | 77029 | HARRIS | CN605367739 | RN111637898 | Pipeline coatings and cathodic protection on the Magellan Pipeline Company LP Segments in Harris County. | The following property is used 100% for pollution control and is installed to meet or exceed federal or state regulations: Pipeline coatings and cathodic protection on the Magellan Pipeline Company LP Segments in Harris County. | 2023-03-09 | 8000078 | 100
24855 | T1 | MAGELLAN PIPELINE COMPANY LP | MAGELLAN PIPELINE COMPANY SEGMENT IN HAMILTON CO | MAGELLAN PIPELINE COMPANY SEGMENT IN HAMILTON COUNTY | Hamilton County | TX | 76457 | HAMILTON | CN605367739 | RN111637906 | Pipeline coatings and cathodic protection on the Magellan Pipeline Company LP Segments in Hamilton County. | The following property is used 100% for pollution control and is installed to meet or exceed federal or state regulations: Pipeline coatings and cathodic protection on the Magellan Pipeline Company LP Segments in Hamilton County. | 2023-03-09 | 4530264 | 100
24856 | T1 | MAGELLAN PIPELINE COMPANY LP | MAGELLAN PIPELINE COMPANY SEGMENT IN GRIMES COUNTY | MAGELLAN PIPELINE COMPANY SEGMENT IN GRIMES COUNTY | Grimes County | TX | 77831 | GRIMES | CN605367739 | RN111637914 | Pipeline coatings and cathodic protection on the Magellan Pipeline Company LP Segments in Grimes County. | The following property is used 100% for pollution control and is installed to meet or exceed federal or state regulations: Pipeline coatings and cathodic protection on the Magellan Pipeline Company LP Segments in Grimes County. | 2023-03-09 | 5445471 | 100
24857 | T1 | MAGELLAN PIPELINE COMPANY LP | MAGELLAN PIPELINE COMPANY SEGMENT IN FALLS COUNTY | MAGELLAN PIPELINE COMPANY SEGMENT IN FALLS COUNTY | Falls County | TX | 76524 | FALLS | CN605367739 | RN111637922 | Pipeline coatings and cathodic protection on the Magellan Pipeline Company LP Segments in Falls County. | The following property is used 100% for pollution control and is installed to meet or exceed federal or state regulations: Pipeline coatings and cathodic protection on the Magellan Pipeline Company LP Segments in Falls County. | 2023-03-09 | 3580498 | 100
24858 | T1 | MAGELLAN PIPELINE COMPANY LP | MAGELLAN PIPELINE COMPANY SEGMENT IN ERATH COUNTY | MAGELLAN PIPELINE COMPANY SEGMENT IN ERATH COUNTY | Erath County | TX | 76457 | ERATH | CN605367739 | RN111637930 | Pipeline coatings and cathodic protection on the Magellan Pipeline Company LP Segments in Erath County. | The following property is used 100% for pollution control and is installed to meet or exceed federal or state regulations: Pipeline coatings and cathodic protection on the Magellan Pipeline Company LP Segments in Erath County. | 2023-03-09 | 1899221 | 100
24859 | T1 | MAGELLAN PIPELINE COMPANY LP | MAGELLAN PIPELINE COMPANY SEGMENT IN ECTOR COUNTY | MAGELLAN PIPELINE COMPANY SEGMENT IN ECTOR COUNTY | Ector County | TX | 79766 | ECTOR | CN605367739 | RN111637948 | Pipeline coatings and cathodic protection on the Magellan Pipeline Company LP Segments in Ector County. | The following property is used 100% for pollution control and is installed to meet or exceed federal or state regulations: Pipeline coatings and cathodic protection on the Magellan Pipeline Company LP Segments in Ector County. | 2023-03-09 | 439000 | 100
24860 | T1 | MAGELLAN PIPELINE COMPANY LP | MAGELLAN PIPELINE COMPANY SEGMENT IN CORYELL COUNT | MAGELLAN PIPELINE COMPANY SEGMENT IN CORYELL COUNTY | Coryell County | TX | 76528 | CORYELL | CN605367739 | RN111637955 | Pipeline coatings and cathodic protection on the Magellan Pipeline Company LP Segments in Coryell County. | The following property is used 100% for pollution control and is installed to meet or exceed federal or state regulations: Pipeline coatings and cathodic protection on the Magellan Pipeline Company LP Segments in Coryell County. | 2023-03-09 | 5399547 | 100
24861 | T1 | MAGELLAN PIPELINE COMPANY LP | MAGELLAN PIPELINE COMPANY SEGMENT IN BRAZOS COUNTY | MAGELLAN PIPELINE COMPANY SEGMENT IN BRAZOS COUNTY | Brazos County | TX | 77802 | BRAZOS | CN605367739 | RN111637963 | Pipeline coatings and cathodic protection on the Magellan Pipeline Company LP Segments in Brazos County. | The following property is used 100% for pollution control and is installed to meet or exceed federal or state regulations: Pipeline coatings and cathodic protection on the Magellan Pipeline Company LP Segments in Brazos County. | 2023-03-16 | 3308069 | 100
24862 | T1 | MAGELLAN PIPELINE COMPANY LP | MAGELLAN PIPELINE COMPANY SEGMENT IN BELL COUNTY | MAGELLAN PIPELINE COMPANY SEGMENT IN BELL COUNTY | Bell County | TX | 76501 | BELL | CN605367739 | RN111637971 | Pipeline coatings and cathodic protection on the Magellan Pipeline Company LP Segments in Bell County. | The following property is used 100% for pollution control and is installed to meet or exceed federal or state regulations: Pipeline coatings and cathodic protection on the Magellan Pipeline Company LP Segments in Bell County. | 2023-03-16 | 918476 | 100
24863 | T1 | PERMIAN EXPRESS PARTNERS LLC | WICHITA COUNTY PERMIAN EXPRESS PARTNERS PIPELINE | PERMIAN EXPRESS PARTNERS PIPELINE LOCATED IN WICHITA COUNTY | Wichita County | TX | 76305 | WICHITA | CN605351865 | RN111634119 | Automatic Shut Off Valves (block valves equipped with an actuator to close the valves) installed at intervals along the pipeline. | The following property is used 100% for pollution control and is installed to meet or exceed federal or state regulations: Automatic Shut Off Valves (block valves equipped with an actuator to close the valves) installed at intervals along the pipeline. | 2023-03-02 | 11000 | 100
24864 | T1 | PERMIAN EXPRESS PARTNERS LLC | TAYLOR COUNTY PERMIAN EXPRESS PARTNERS PIPELINE | PERMIAN EXPRESS PARTNERS PIPELINE LOCATED IN TAYLOR COUNTY | Taylor County | TX | 79561 | TAYLOR | CN605351865 | RN111634127 | Automatic Shut Off Valves (block valves equipped with an actuator to close the valves) installed at intervals along the pipeline. | The following property is used 100% for pollution control and is installed to meet or exceed federal or state regulations: Automatic Shut Off Valves (block valves equipped with an actuator to close the valves) installed at intervals along the pipeline. | 2023-03-13 | 152579 | 100
24865 | T1 | PERMIAN EXPRESS PARTNERS LLC | STERLING COUNTY PERMIAN EXPRESS PARTNERS PIPELINE | PERMIAN EXPRESS PARTNERS PIPELINE LOCATED IN STERLING COUNTY | Sterling County | TX | 76951 | STERLING | CN605351865 | RN111634135 | Automatic Shut Off Valves (block valves equipped with an actuator to close the valves) installed at intervals along the pipeline. | The following property is used 100% for pollution control and is installed to meet or exceed federal or state regulations: Automatic Shut Off Valves (block valves equipped with an actuator to close the valves) installed at intervals along the pipeline. | 2023-03-13 | 13046 | 100
24866 | T1 | PERMIAN EXPRESS PARTNERS LLC | SOMERVELL COUNTY PERMIAN EXPRESS PARTNERS PIPELINE | PERMIAN EXPRESS PARTNERS PIPELINE LOCATED IN SOMERVELL COUNTY | Somervell County | TX | 76077 | SOMERVELL | CN605351865 | RN111634143 | Automatic Shut Off Valves (block valves equipped with an actuator to close the valves) installed at intervals along the pipeline. | The following property is used 100% for pollution control and is installed to meet or exceed federal or state regulations: Automatic Shut Off Valves (block valves equipped with an actuator to close the valves) installed at intervals along the pipeline. | 2023-03-13 | 189130 | 100
24867 | T1 | PERMIAN EXPRESS PARTNERS LLC | SHACKELFORD CO PERMIAN EXPRESS PARTNERS PIPELINE | PERMIAN EXPRESS PARTNERS PIPELINE LOCATED IN SHACKELFORD COUNTY | Shackelford County | TX | 76430 | SHACKELFORD | CN605351865 | RN111634150 | Automatic Shut Off Valves (block valves equipped with an actuator to close the valves) installed at intervals along the pipeline. | The following property is used 100% for pollution control and is installed to meet or exceed federal or state regulations: Automatic Shut Off Valves (block valves equipped with an actuator to close the valves) installed at intervals along the pipeline. | 2023-03-13 | 193420 | 100
24868 | T1 | PERMIAN EXPRESS PARTNERS LLC | SCURRY COUNTY PERMIAN EXPRESS PARTNERS PIPELINE | PERMIAN EXPRESS PARTNER PIPELINE LOCATED IN SCURRY COUNTY | Scurry County | TX | 28334 | SCURRY | CN605351865 | RN111634168 | Automatic Shut Off Valves (block valves equipped with an actuator to close the valves) installed at intervals along the pipeline. | The following property is used 100% for pollution control and is installed to meet or exceed federal or state regulations: Automatic Shut Off Valves (block valves equipped with an actuator to close the valves) installed at intervals along the pipeline. | 2023-03-13 | 20372 | 100
24869 | T1 | PERMIAN EXPRESS PARTNERS LLC | NOLAN COUNTY PERMIAN EXPRESS PARTNERS PIPELINE | PERMIAN EXPRESS PARTNERS PIPELINE LOCATED IN NOLAN COUNTY | Nolan County | TX | 79556 | NOLAN | CN605351865 | RN111634176 | Automatic Shut Off Valves (block valves equipped with an actuator to close the valves) installed at intervals along the pipeline. | The following property is used 100% for pollution control and is installed to meet or exceed federal or state regulations: Automatic Shut Off Valves (block valves equipped with an actuator to close the valves) installed at intervals along the pipeline. | 2023-03-13 | 429594 | 100
24870 | T1 | PERMIAN EXPRESS PARTNERS LLC | NAVARRO COUNTY PERMIAN EXPRESS PARTNER PIPELINE | PERMIAN EXPRESS PARTNERS PIPELINE LOCATED IN NAVARRO COUNTY | Navarro County | TX | 75109 | NAVARRO | CN605351865 | RN111634184 | Automatic Shut Off Valves (block valves equipped with an actuator to close the valves) installed at intervals along the pipeline. | The following property is used 100% for pollution control and is installed to meet or exceed federal or state regulations: Automatic Shut Off Valves (block valves equipped with an actuator to close the valves) installed at intervals along the pipeline. | 2023-03-13 | 340461 | 100
24871 | T1 | PERMIAN EXPRESS PARTNERS LLC | MITCHELL COUNTY PERMIAN EXPRESS PARTNERS PIPELINE | PERMIAN EXPRESS PARTNERS PIPELINE LOCATED IN MITCHELL COUNTY | Mitchell County | TX | 79512 | MITCHELL | CN605351865 | RN111634192 | Automatic Shut Off Valves (block valves equipped with an actuator to close the valves) installed at intervals along the pipeline. | The following property is used 100% for pollution control and is installed to meet or exceed federal or state regulations: Automatic Shut Off Valves (block valves equipped with an actuator to close the valves) installed at intervals along the pipeline. | 2023-03-14 | 500839 | 100
24872 | T1 | PERMIAN EXPRESS PARTNERS LLC | JONES COUNTY PERMIAN EXPRESS PARTNERS PIPELINE | PERMIAN EXPRESS PARTNERS PIPELINE LOCATED IN JONES COUNTY | Jones County | TX | 79525 | JONES | CN605351865 | RN111634200 | Automatic Shut Off Valves (block valves equipped with actuators to close the valves) installed at intervals along the pipeline. | The following property is used 100% for pollution control and is installed to meet or exceed federal or state regulations: Automatic Shut Off Valves (block valves equipped with an actuator to close the valves) installed at intervals along the pipeline. | 2023-03-14 | 334330 | 100
24873 | T1 | PERMIAN EXPRESS PARTNERS LLC | JOHNSON COUNTY PERMIAN EXPRESS PARTNERS PIPELINE | PERMIAN EXPRESS PARTNERS PIPELINE LOCATED IN JOHNSON COUNTY | Johnson County | TX | 76093 | JOHNSON | CN605351865 | RN111634531 | Automatic Shut Off Valves (block valves equipped with an actuator to close the valves) installed at intervals along the pipeline. | The following property is used 100% for pollution control and is installed to meet or exceed federal or state regulations: Automatic Shut Off Valves (block valves equipped with an actuator to close the valves) installed at intervals along the pipeline. | 2023-03-14 | 133003 | 100
24874 | T1 | PERMIAN EXPRESS PARTNERS LLC | HOWARD COUNTY PERMIAN EXPRESS PARTNERS PIPELINE | PERMIAN EXPRESS PARTNERS PIPELINE LOCATED IN HOWARD COUNTY | Howard County | TX | 79720 | HOWARD | CN605351865 | RN111634549 | Automatic Shut Off Valves (block valves equipped with an actuator to close the valves) installed at intervals along the pipeline. | The following property is used 100% for pollution control and is installed to meet or exceed federal or state regulations: Automatic Shut Off Valves (block valves equipped with an actuator to close the valves) installed at intervals along the pipeline. | 2023-03-14 | 69443 | 100
24875 | T1 | PERMIAN EXPRESS PARTNERS LLC | HOOD COUNTY PERMIAN EXPRESS PARTNERS PIPELINE | PERMIAN EXPRESS PARTNERS PIPELINE LOCATED IN HOOD COUNTY | Hood County | TX | 76476 | HOOD | CN605351865 | RN111634556 | Automatic Shut Off Valves (block valves equipped with an actuator to close the valves) installed at intervals along the pipeline. | The following property is used 100% for pollution control and is installed to meet or exceed federal or state regulations: Automatic Shut Off Valves (block valves equipped with an actuator to close the valves) installed at intervals along the pipeline. | 2023-03-14 | 152962 | 100
24876 | T1 | PERMIAN EXPRESS PARTNERS LLC | HILL COUNTY PERMIAN EXPRESS PARTNERS PIPELINE | PERMIAN EXPRESS PARTNERS PIPELINE LOCATED IN HILL COUNTY | Hill County | TX | 75165 | HILL | CN605351865 | RN111634564 | Automatic Shut Off Valves (block valves equipped with an actuator to close the valves) installed at intervals along the pipeline. | The following property is used 100% for pollution control and is installed to meet or exceed federal or state regulations: Automatic Shut Off Valves (block valves equipped with an actuator to close the valves) installed at intervals along the pipeline. | 2023-03-14 | 500663 | 100
24877 | T1 | PERMIAN EXPRESS PARTNERS LLC | GLASSCOCK COUNTY PERMIAN EXPRESS PARTNERS PIPELINE | PERMIAN EXPRESS PARTNERS PIPELINE LOCATED IN GLASSCOCK PIPELINE | Glasscock County | TX | 79739 | GLASSCOCK | CN605351865 | RN111634572 | Automatic Shut Off Valves (block valves equipped with an actuator to close the valves) installed at intervals along the pipeline. | The following property is used 100% for pollution control and is installed to meet or exceed federal or state regulations: Automatic Shut Off Valves (block valves equipped with an actuator to close the valves) installed at intervals along the pipeline. | 2023-03-14 | 184745 | 100
24878 | T1 | PERMIAN EXPRESS PARTNERS LLC | ERATH COUNTY PERMIAN EXPRESS PARTNERS PIPELINE | PERMIAN EXPRESS PARTNERS PIPELINE LOCATED IN ERATH COUNTY | Erath County | TX | 76401 | ERATH | CN605351865 | RN111634580 | Automatic Shut Off Valves (block valves equipped with an actuator to close the valves) installed at intervals along the pipeline. | The following property is used 100% for pollution control and is installed to meet or exceed federal or state regulations: Automatic Shut Off Valves (block valves equipped with an actuator to close the valves) installed at intervals along the pipeline. | 2023-03-14 | 383275 | 100
24879 | T1 | PERMIAN EXPRESS PARTNERS LLC | EASTLAND COUNTY PERMIAN EXPRESS PARTNERS PIPELINE | PERMIAN EXPRESS PARTNERS PIPELINE LOCATED IN EASTLAND COUNTY | Eastland County | TX | 76470 | EASTLAND | CN605351865 | RN111634598 | Automatic Shut Off Valves (block valves equipped with an actuator to close the valves) installed at intervals along the pipeline. | The following property is used 100% for pollution control and is installed to meet or exceed federal or state regulations: Automatic Shut Off Valves (block valves equipped with an actuator to close the valves) installed at intervals along the pipeline. | 2023-03-14 | 508411 | 100
24880 | T1 | PERMIAN EXPRESS PARTNERS LLC | CLAY COUNTY PERMIAN EXPRESS PARTNERS PIPELINE | PERMIAN EXPRESS PARTNERS PIPELINE LOCATED IN CLAY COUNTY | Clay County | TX | 76365 | CLAY | CN605351865 | RN111634606 | Automatic Shut Off Valves (block valves equipped with an actuator to close the valves) installed at intervals along the pipeline. | The following property is used 100% for pollution control and is installed to meet or exceed federal or state regulations: Automatic Shut Off Valves (block valves equipped with an actuator to close the valves) installed at intervals along the pipeline. | 2023-03-14 | 269016 | 100
24881 | T1 | PERMIAN EXPRESS PARTNERS LLC | CALLAHAN COUNTY PERMIAN EXPRESS PARTNERS PIPELINE | PERMIAN EXPRESS PARTNERS PIPELINE LOCATED WITHIN CALLAHAN COUNTY MAINLY ON THE NORTHEAST PORTION OF THE COUNTY | Callahan County | TX | 79504 | CALLAHAN | CN605351865 | RN111634614 | Automatic Shut Off Valves (block valves equipped with an actuator to close the valves) installed at intervals along the pipeline. | The following property is used 100% for pollution control and is installed to meet or exceed federal or state regulations: Automatic Shut Off Valves (block valves equipped with an actuator to close the valves) installed at intervals along the pipeline. | 2023-03-14 | 222010 | 100
24882 | T1 | PERMIAN EXPRESS PARTNERS LLC | WICHITA COUNTY PERMIAN EXPRESS PARTNERS PIPELINE | PERMIAN EXPRESS PARTNERS PIPELINE LOCATED IN WICHITA COUNTY | Wichita County | TX | 76305 | WICHITA | CN605351865 | RN111634119 | Nondestructive pipeline testing expenditures – Radiography. | The following property is used 100% for pollution control and is installed to meet or exceed federal or state regulations: Nondestructive pipeline testing expenditures – Radiography. | 2023-03-02 | 80000 | 100
24883 | T1 | PERMIAN EXPRESS PARTNERS LLC | TAYLOR COUNTY PERMIAN EXPRESS PARTNERS PIPELINE | PERMIAN EXPRESS PARTNERS PIPELINE LOCATED IN TAYLOR COUNTY | Taylor County | TX | 79561 | TAYLOR | CN605351865 | RN111634127 | Nondestructive pipeline testing expenditures – Radiography. | The following property is used 100% for pollution control and is installed to meet or exceed federal or state regulations: Nondestructive pipeline testing expenditures – Radiography. | 2023-03-02 | 1109664 | 100
24884 | T1 | PERMIAN EXPRESS PARTNERS LLC | STERLING COUNTY PERMIAN EXPRESS PARTNERS PIPELINE | PERMIAN EXPRESS PARTNERS PIPELINE LOCATED IN STERLING COUNTY | Sterling County | TX | 76951 | STERLING | CN605351865 | RN111634135 | Nondestructive pipeline testing expenditures – Radiography. | The following property is used 100% for pollution control and is installed to meet or exceed federal or state regulations: Nondestructive pipeline testing expenditures – Radiography. | 2023-03-02 | 94880 | 100
24885 | T1 | PERMIAN EXPRESS PARTNERS LLC | SOMERVELL COUNTY PERMIAN EXPRESS PARTNERS PIPELINE | PERMIAN EXPRESS PARTNERS PIPELINE LOCATED IN SOMERVELL COUNTY | Somervell County | TX | 76077 | SOMERVELL | CN605351865 | RN111634143 | Nondestructive pipeline testing expenditures – Radiography. | The following property is used 100% for pollution control and is installed to meet or exceed federal or state regulations: Nondestructive pipeline testing expenditures – Radiography. | 2023-03-02 | 1375488 | 100
24886 | T1 | PERMIAN EXPRESS PARTNERS LLC | SHACKELFORD CO PERMIAN EXPRESS PARTNERS PIPELINE | PERMIAN EXPRESS PARTNERS PIPELINE LOCATED IN SHACKELFORD COUNTY | Shackelford County | TX | 76430 | SHACKELFORD | CN605351865 | RN111634150 | Nondestructive pipeline testing expenditures – Radiography. | The following property is used 100% for pollution control and is installed to meet or exceed federal or state regulations: Nondestructive pipeline testing expenditures – Radiography. | 2023-03-02 | 1406688 | 100
24887 | T1 | PERMIAN EXPRESS PARTNERS LLC | SCURRY COUNTY PERMIAN EXPRESS PARTNERS PIPELINE | PERMIAN EXPRESS PARTNER PIPELINE LOCATED IN SCURRY COUNTY | Scurry County | TX | 28334 | SCURRY | CN605351865 | RN111634168 | Nondestructive pipeline testing expenditures – Radiography. | The following property is used 100% for pollution control and is installed to meet or exceed federal or state regulations: Nondestructive pipeline testing expenditures – Radiography. | 2023-03-14 | 148160 | 100
24888 | T1 | PERMIAN EXPRESS PARTNERS LLC | NOLAN COUNTY PERMIAN EXPRESS PARTNERS PIPELINE | PERMIAN EXPRESS PARTNERS PIPELINE LOCATED IN NOLAN COUNTY | Nolan County | TX | 79556 | NOLAN | CN605351865 | RN111634176 | Nondestructive pipeline testing expenditures – Radiography. | The following property is used 100% for pollution control and is installed to meet or exceed federal or state regulations: Nondestructive pipeline testing expenditures – Radiography. | 2023-03-14 | 3124320 | 100
24889 | T1 | PERMIAN EXPRESS PARTNERS LLC | NAVARRO COUNTY PERMIAN EXPRESS PARTNER PIPELINE | PERMIAN EXPRESS PARTNERS PIPELINE LOCATED IN NAVARRO COUNTY | Navarro County | TX | 75109 | NAVARRO | CN605351865 | RN111634184 | Nondestructive pipeline testing expenditures – Radiography. | The following property is used 100% for pollution control and is installed to meet or exceed federal or state regulations: Nondestructive pipeline testing expenditures – Radiography. | 2023-03-14 | 2476080 | 100
24890 | T1 | PERMIAN EXPRESS PARTNERS LLC | MITCHELL COUNTY PERMIAN EXPRESS PARTNERS PIPELINE | PERMIAN EXPRESS PARTNERS PIPELINE LOCATED IN MITCHELL COUNTY | Mitchell County | TX | 79512 | MITCHELL | CN605351865 | RN111634192 | Nondestructive pipeline testing expenditures – Radiography. | The following property is used 100% for pollution control and is installed to meet or exceed federal or state regulations: Nondestructive pipeline testing expenditures – Radiography. | 2023-03-14 | 3642464 | 100
24891 | T1 | PERMIAN EXPRESS PARTNERS LLC | JONES COUNTY PERMIAN EXPRESS PARTNERS PIPELINE | PERMIAN EXPRESS PARTNERS PIPELINE LOCATED IN JONES COUNTY | Jones County | TX | 79525 | JONES | CN605351865 | RN111634200 | Nondestructive pipeline testing expenditures – Radiography. | The following property is used 100% for pollution control and is installed to meet or exceed federal or state regulations: Nondestructive pipeline testing expenditures – Radiography. | 2023-03-15 | 2431488 | 100
24892 | T1 | PERMIAN EXPRESS PARTNERS LLC | JOHNSON COUNTY PERMIAN EXPRESS PARTNERS PIPELINE | PERMIAN EXPRESS PARTNERS PIPELINE LOCATED IN JOHNSON COUNTY | Johnson County | TX | 76093 | JOHNSON | CN605351865 | RN111634531 | Nondestructive pipeline testing expenditures – Radiography. | The following property is used 100% for pollution control and is installed to meet or exceed federal or state regulations: Nondestructive pipeline testing expenditures – Radiography. | 2023-03-15 | 967296 | 100
24893 | T1 | PERMIAN EXPRESS PARTNERS LLC | HOWARD COUNTY PERMIAN EXPRESS PARTNERS PIPELINE | PERMIAN EXPRESS PARTNERS PIPELINE LOCATED IN HOWARD COUNTY | Howard County | TX | 79720 | HOWARD | CN605351865 | RN111634549 | Nondestructive pipeline testing expenditures – Radiography. | The following property is used 100% for pollution control and is installed to meet or exceed federal or state regulations: Nondestructive pipeline testing expenditures – Radiography. | 2023-03-15 | 505040 | 100
24894 | T1 | PERMIAN EXPRESS PARTNERS LLC | HOOD COUNTY PERMIAN EXPRESS PARTNERS PIPELINE | PERMIAN EXPRESS PARTNERS PIPELINE LOCATED IN HOOD COUNTY | Hood County | TX | 76476 | HOOD | CN605351865 | RN111634556 | Nondestructive pipeline testing expenditures – Radiography. | The following property is used 100% for pollution control and is installed to meet or exceed federal or state regulations: Nondestructive pipeline testing expenditures – Radiography. | 2023-03-16 | 1112448 | 100
24895 | T1 | PERMIAN EXPRESS PARTNERS LLC | HILL COUNTY PERMIAN EXPRESS PARTNERS PIPELINE | PERMIAN EXPRESS PARTNERS PIPELINE LOCATED IN HILL COUNTY | Hill County | TX | 75165 | HILL | CN605351865 | RN111634564 | Nondestructive pipeline testing expenditures – Radiography. | The following property is used 100% for pollution control and is installed to meet or exceed federal or state regulations: Nondestructive pipeline testing expenditures – Radiography. | 2023-03-16 | 3641184 | 100
24896 | T1 | PERMIAN EXPRESS PARTNERS LLC | GLASSCOCK COUNTY PERMIAN EXPRESS PARTNERS PIPELINE | PERMIAN EXPRESS PARTNERS PIPELINE LOCATED IN GLASSCOCK PIPELINE | Glasscock County | TX | 79739 | GLASSCOCK | CN605351865 | RN111634572 | Nondestructive pipeline testing expenditures – Radiography. | The following property is used 100% for pollution control and is installed to meet or exceed federal or state regulations: Nondestructive pipeline testing expenditures – Radiography. | 2023-03-16 | 1343600 | 100
24897 | T1 | PERMIAN EXPRESS PARTNERS LLC | ERATH COUNTY PERMIAN EXPRESS PARTNERS PIPELINE | PERMIAN EXPRESS PARTNERS PIPELINE LOCATED IN ERATH COUNTY | Erath County | TX | 76401 | ERATH | CN605351865 | RN111634580 | Nondestructive pipeline testing expenditures – Radiography. | The following property is used 100% for pollution control and is installed to meet or exceed federal or state regulations: Nondestructive pipeline testing expenditures – Radiography. | 2023-03-16 | 2787456 | 100
24898 | T1 | PERMIAN EXPRESS PARTNERS LLC | EASTLAND COUNTY PERMIAN EXPRESS PARTNERS PIPELINE | PERMIAN EXPRESS PARTNERS PIPELINE LOCATED IN EASTLAND COUNTY | Eastland County | TX | 76470 | EASTLAND | CN605351865 | RN111634598 | Nondestructive pipeline testing expenditures – Radiography. | The following property is used 100% for pollution control and is installed to meet or exceed federal or state regulations: Nondestructive pipeline testing expenditures – Radiography. | 2023-03-20 | 3697536 | 100
24899 | T1 | PERMIAN EXPRESS PARTNERS LLC | CLAY COUNTY PERMIAN EXPRESS PARTNERS PIPELINE | PERMIAN EXPRESS PARTNERS PIPELINE LOCATED IN CLAY COUNTY | Clay County | TX | 76365 | CLAY | CN605351865 | RN111634606 | Nondestructive pipeline testing expenditures – Radiography. | The following property is used 100% for pollution control and is installed to meet or exceed federal or state regulations: Nondestructive pipeline testing expenditures – Radiography. | 2023-03-20 | 1956480 | 100
24900 | T1 | PERMIAN EXPRESS PARTNERS LLC | CALLAHAN COUNTY PERMIAN EXPRESS PARTNERS PIPELINE | PERMIAN EXPRESS PARTNERS PIPELINE LOCATED WITHIN CALLAHAN COUNTY MAINLY ON THE NORTHEAST PORTION OF THE COUNTY | Callahan County | TX | 79504 | CALLAHAN | CN605351865 | RN111634614 | Nondestructive pipeline testing expenditures – Radiography. | The following property is used 100% for pollution control and is installed to meet or exceed federal or state regulations: Nondestructive pipeline testing expenditures – Radiography. | 2023-03-20 | 1614624 | 100
24901 | T1 | PERMIAN EXPRESS PARTNERS LLC | WICHITA COUNTY PERMIAN EXPRESS PARTNERS PIPELINE | PERMIAN EXPRESS PARTNERS PIPELINE LOCATED IN WICHITA COUNTY | Wichita County | TX | 76305 | WICHITA | CN605351865 | RN111634119 | Sedimentation and erosion controls consisting of slope breakers, silt fences, sedimentation barriers, staked hay or straw bales, matting and diking. | The following property is used 100% for pollution control to meet or exceed federal or state regulations: Sedimentation and erosion controls consisting of slope breakers, silt fences, sedimentation barriers, staked hay or straw bales, matting and diking. | 2023-02-09 | 100000 | 100
24902 | T1 | PERMIAN EXPRESS PARTNERS LLC | TAYLOR COUNTY PERMIAN EXPRESS PARTNERS PIPELINE | PERMIAN EXPRESS PARTNERS PIPELINE LOCATED IN TAYLOR COUNTY | Taylor County | TX | 79561 | TAYLOR | CN605351865 | RN111634127 | Sedimentation and erosion controls consisting of slope breakers, silt fences, sedimentation barriers, staked hay or straw bales, matting and diking. | The following property is used 100% for pollution control to meet or exceed federal or state regulations: Sedimentation and erosion controls consisting of slope breakers, silt fences, sedimentation barriers, staked hay or straw bales, matting and diking. | 2023-02-09 | 1387080 | 100
24903 | T1 | PERMIAN EXPRESS PARTNERS LLC | STERLING COUNTY PERMIAN EXPRESS PARTNERS PIPELINE | PERMIAN EXPRESS PARTNERS PIPELINE LOCATED IN STERLING COUNTY | Sterling County | TX | 76951 | STERLING | CN605351865 | RN111634135 | Sedimentation and erosion controls consisting of slope breakers, silt fences, sedimentation barriers, staked hay or straw bales, matting and diking. | The following property is used 100% for pollution control to meet or exceed federal or state regulations: Sedimentation and erosion controls consisting of slope breakers, silt fences, sedimentation barriers, staked hay or straw bales, matting and diking. | 2023-02-14 | 118600 | 100
24904 | T1 | PERMIAN EXPRESS PARTNERS LLC | SOMERVELL COUNTY PERMIAN EXPRESS PARTNERS PIPELINE | PERMIAN EXPRESS PARTNERS PIPELINE LOCATED IN SOMERVELL COUNTY | Somervell County | TX | 76077 | SOMERVELL | CN605351865 | RN111634143 | Sedimentation and erosion controls consisting of slope breakers, silt fences, sedimentation barriers, staked hay or straw bales, matting and diking. | The following property is used 100% for pollution control to meet or exceed federal or state regulations: Sedimentation and erosion controls consisting of slope breakers, silt fences, sedimentation barriers, staked hay or straw bales, matting and diking. | 2023-02-14 | 1719360 | 100
24905 | T1 | PERMIAN EXPRESS PARTNERS LLC | SHACKELFORD CO PERMIAN EXPRESS PARTNERS PIPELINE | PERMIAN EXPRESS PARTNERS PIPELINE LOCATED IN SHACKELFORD COUNTY | Shackelford County | TX | 76430 | SHACKELFORD | CN605351865 | RN111634150 | Sedimentation and erosion controls consisting of slope breakers, silt fences, sedimentation barriers, staked hay or straw bales, matting and diking. | The following property is used 100% for pollution control to meet or exceed federal or state regulations: Sedimentation and erosion controls consisting of slope breakers, silt fences, sedimentation barriers, staked hay or straw bales, matting and diking. | 2023-02-14 | 1758360 | 100
24906 | T1 | PERMIAN EXPRESS PARTNERS LLC | SCURRY COUNTY PERMIAN EXPRESS PARTNERS PIPELINE | PERMIAN EXPRESS PARTNER PIPELINE LOCATED IN SCURRY COUNTY | Scurry County | TX | 28334 | SCURRY | CN605351865 | RN111634168 | Sedimentation and erosion controls consisting of slope breakers, silt fences, sedimentation barriers, staked hay or straw bales, matting and diking. | The following property is used 100% for pollution control to meet or exceed federal or state regulations: Sedimentation and erosion controls consisting of slope breakers, silt fences, sedimentation barriers, staked hay or straw bales, matting and diking. | 2023-02-14 | 185200 | 100
24907 | T1 | PERMIAN EXPRESS PARTNERS LLC | NOLAN COUNTY PERMIAN EXPRESS PARTNERS PIPELINE | PERMIAN EXPRESS PARTNERS PIPELINE LOCATED IN NOLAN COUNTY | Nolan County | TX | 79556 | NOLAN | CN605351865 | RN111634176 | Sedimentation and erosion controls consisting of slope breakers, silt fences, sedimentation barriers, staked hay or straw bales, matting and diking. | The following property is used 100% for pollution control to meet or exceed federal or state regulations: Sedimentation and erosion controls consisting of slope breakers, silt fences, sedimentation barriers, staked hay or straw bales, matting and diking. | 2023-02-15 | 3095100 | 100
24908 | T1 | PERMIAN EXPRESS PARTNERS LLC | NAVARRO COUNTY PERMIAN EXPRESS PARTNER PIPELINE | PERMIAN EXPRESS PARTNERS PIPELINE LOCATED IN NAVARRO COUNTY | Navarro County | TX | 75109 | NAVARRO | CN605351865 | RN111634184 | Sedimentation and erosion controls consisting of slope breakers, silt fences, sedimentation barriers, staked hay or straw bales, matting and diking. | The following property is used 100% for pollution control to meet or exceed federal or state regulations: Sedimentation and erosion controls consisting of slope breakers, silt fences, sedimentation barriers, staked hay or straw bales, matting and diking. | 2023-02-15 | 3095100 | 100
24909 | T1 | PERMIAN EXPRESS PARTNERS LLC | MITCHELL COUNTY PERMIAN EXPRESS PARTNERS PIPELINE | PERMIAN EXPRESS PARTNERS PIPELINE LOCATED IN MITCHELL COUNTY | Mitchell County | TX | 79512 | MITCHELL | CN605351865 | RN111634192 | Sedimentation and erosion controls consisting of slope breakers, silt fences, sedimentation barriers, staked hay or straw bales, matting and diking. | The following property is used 100% for pollution control to meet or exceed federal or state regulations: Sedimentation and erosion controls consisting of slope breakers, silt fences, sedimentation barriers, staked hay or straw bales, matting and diking. | 2023-02-15 | 4553080 | 100
24910 | T1 | PERMIAN EXPRESS PARTNERS LLC | JONES COUNTY PERMIAN EXPRESS PARTNERS PIPELINE | PERMIAN EXPRESS PARTNERS PIPELINE LOCATED IN JONES COUNTY | Jones County | TX | 79525 | JONES | CN605351865 | RN111634200 | Sedimentation and erosion controls consisting of slope breakers, silt fences, sedimentation barriers, staked hay or straw bales, matting and diking. | The following property is used 100% for pollution control to meet or exceed federal or state regulations: Sedimentation and erosion controls consisting of slope breakers, silt fences, sedimentation barriers, staked hay or straw bales, matting and diking. | 2023-02-15 | 3039360 | 100
24911 | T1 | PERMIAN EXPRESS PARTNERS LLC | JOHNSON COUNTY PERMIAN EXPRESS PARTNERS PIPELINE | PERMIAN EXPRESS PARTNERS PIPELINE LOCATED IN JOHNSON COUNTY | Johnson County | TX | 76093 | JOHNSON | CN605351865 | RN111634531 | Sedimentation and erosion controls consisting of slope breakers, silt fences, sedimentation barriers, staked hay or straw bales, matting and diking. | The following property is used 100% for pollution control to meet or exceed federal or state regulations: Sedimentation and erosion controls consisting of slope breakers, silt fences, sedimentation barriers, staked hay or straw bales, matting and diking. | 2023-02-15 | 1209120 | 100
24912 | T1 | PERMIAN EXPRESS PARTNERS LLC | HOWARD COUNTY PERMIAN EXPRESS PARTNERS PIPELINE | PERMIAN EXPRESS PARTNERS PIPELINE LOCATED IN HOWARD COUNTY | Howard County | TX | 79720 | HOWARD | CN605351865 | RN111634549 | Sedimentation and erosion controls consisting of slope breakers, silt fences, sedimentation barriers, staked hay or straw bales, matting and diking. | The following property is used 100% for pollution control to meet or exceed federal or state regulations: Sedimentation and erosion controls consisting of slope breakers, silt fences, sedimentation barriers, staked hay or straw bales, matting and diking. | 2023-02-15 | 631300 | 100
24913 | T1 | PERMIAN EXPRESS PARTNERS LLC | HOOD COUNTY PERMIAN EXPRESS PARTNERS PIPELINE | PERMIAN EXPRESS PARTNERS PIPELINE LOCATED IN HOOD COUNTY | Hood County | TX | 76476 | HOOD | CN605351865 | RN111634556 | Sedimentation and erosion controls consisting of slope breakers, silt fences, sedimentation barriers, staked hay or straw bales, matting and diking. | The following property is used 100% for pollution control to meet or exceed federal or state regulations: Sedimentation and erosion controls consisting of slope breakers, silt fences, sedimentation barriers, staked hay or straw bales, matting and diking. | 2023-02-15 | 1390560 | 100
24914 | T1 | PERMIAN EXPRESS PARTNERS LLC | HILL COUNTY PERMIAN EXPRESS PARTNERS PIPELINE | PERMIAN EXPRESS PARTNERS PIPELINE LOCATED IN HILL COUNTY | Hill County | TX | 75165 | HILL | CN605351865 | RN111634564 | Sedimentation and erosion controls consisting of slope breakers, silt fences, sedimentation barriers, staked hay or straw bales, matting and diking. | The following property is used 100% for pollution control to meet or exceed federal or state regulations: Sedimentation and erosion controls consisting of slope breakers, silt fences, sedimentation barriers, staked hay or straw bales, matting and diking. | 2023-02-16 | 4551480 | 100
24915 | T1 | PERMIAN EXPRESS PARTNERS LLC | GLASSCOCK COUNTY PERMIAN EXPRESS PARTNERS PIPELINE | PERMIAN EXPRESS PARTNERS PIPELINE LOCATED IN GLASSCOCK PIPELINE | Glasscock County | TX | 79739 | GLASSCOCK | CN605351865 | RN111634572 | Sedimentation and erosion controls consisting of slope breakers, silt fences, sedimentation barriers, staked hay or straw bales, matting and diking. | The following property is used 100% for pollution control to meet or exceed federal or state regulations: Sedimentation and erosion controls consisting of slope breakers, silt fences, sedimentation barriers, staked hay or straw bales, matting and diking. | 2023-02-16 | 1679500 | 100
24916 | T1 | PERMIAN EXPRESS PARTNERS LLC | ERATH COUNTY PERMIAN EXPRESS PARTNERS PIPELINE | PERMIAN EXPRESS PARTNERS PIPELINE LOCATED IN ERATH COUNTY | Erath County | TX | 76401 | ERATH | CN605351865 | RN111634580 | Sedimentation and erosion controls consisting of slope breakers, silt fences, sedimentation barriers, staked hay or straw bales, matting and diking. | The following property is used 100% for pollution control to meet or exceed federal or state regulations: Sedimentation and erosion controls consisting of slope breakers, silt fences, sedimentation barriers, staked hay or straw bales, matting and diking. | 2023-02-16 | 3484320 | 100
24917 | T1 | PERMIAN EXPRESS PARTNERS LLC | EASTLAND COUNTY PERMIAN EXPRESS PARTNERS PIPELINE | PERMIAN EXPRESS PARTNERS PIPELINE LOCATED IN EASTLAND COUNTY | Eastland County | TX | 76470 | EASTLAND | CN605351865 | RN111634598 | Sedimentation and erosion controls consisting of slope breakers, silt fences, sedimentation barriers, staked hay or straw bales, matting and diking. | The following property is used 100% for pollution control to meet or exceed federal or state regulations: Sedimentation and erosion controls consisting of slope breakers, silt fences, sedimentation barriers, staked hay or straw bales, matting and diking. | 2023-02-16 | 4621920 | 100
24918 | T1 | PERMIAN EXPRESS PARTNERS LLC | CLAY COUNTY PERMIAN EXPRESS PARTNERS PIPELINE | PERMIAN EXPRESS PARTNERS PIPELINE LOCATED IN CLAY COUNTY | Clay County | TX | 76365 | CLAY | CN605351865 | RN111634606 | Sedimentation and erosion controls consisting of slope breakers, silt fences, sedimentation barriers, staked hay or straw bales, matting and diking. | The following property is used 100% for pollution control to meet or exceed federal or state regulations: Sedimentation and erosion controls consisting of slope breakers, silt fences, sedimentation barriers, staked hay or straw bales, matting and diking. | 2023-02-16 | 2445600 | 100
24919 | T1 | PERMIAN EXPRESS PARTNERS LLC | CALLAHAN COUNTY PERMIAN EXPRESS PARTNERS PIPELINE | PERMIAN EXPRESS PARTNERS PIPELINE LOCATED WITHIN CALLAHAN COUNTY MAINLY ON THE NORTHEAST PORTION OF THE COUNTY | Callahan County | TX | 79504 | CALLAHAN | CN605351865 | RN111634614 | Sedimentation and erosion controls consisting of slope breakers, silt fences, sedimentation barriers, staked hay or straw bales, matting and diking. | The following property is used 100% for pollution control to meet or exceed federal or state regulations: Sedimentation and erosion controls consisting of slope breakers, silt fences, sedimentation barriers, staked hay or straw bales, matting and diking. | 2023-02-16 | 2018280 | 100
24920 | T1 | ONEOK WESTEX TRANSMISSION LLC | REEVES COUNTY ROADRUNNER GAS TRANSMISSION PIPELINE | ROADRUNNER GAS TRANSMISSION PIPELINE LOCATED IN REEVES COUNTY | Reeves County | TX | 79785 | REEVES | CN601475320 | RN111639118 | Pipeline coatings and cathodic protection on the ONEOK WesTex Transmission, L.L.C. Pipeline Segments in Reeves County. | The following property is used 100% for pollution control and is installed to meet or exceed federal or state regulations: Pipeline coatings and cathodic protection on the ONEOK WesTex Transmission, L.L.C. Pipeline Segments in Reeves County. | 2023-04-14 | 1494240 | 100
24921 | T1 | ONEOK WESTEX TRANSMISSION LLC | PECOS COUNTY ROADRUNNER GAS TRANSMISSION PIPELINE | ROADRUNNER GAS TRANSMISSION PIPELINE LOCATED IN PECOS COUNTY | Pecos County | TX | 79730 | PECOS | CN601475320 | RN111639126 | Pipeline coatings and cathodic protection on the ONEOK WesTex Transmission, L.L.C. Pipeline Segments in Pecos County. | The following property is used 100% for pollution control and is installed to meet or exceed federal or state regulations: Pipeline coatings and cathodic protection on the ONEOK WesTex Transmission, L.L.C. Pipeline Segments in Pecos County. | 2023-04-14 | 33120 | 100
24922 | T1 | ONEOK WESTEX TRANSMISSION LLC | EL PASO COUNTY ROADRUNNER GAS TRANSMISSION PIPELINE | ROADRUNNER GAS TRANSMISSION PIPELINE LOCATED IN EL PASO COUNTY | El Paso County | TX | 79849 | EL PASO | CN601475320 | RN111639134 | Pipeline coatings and cathodic protection on the ONEOK WesTex Transmission, L.L.C. Pipeline Segments in El Paso County. | The following property is used 100% for pollution control and is installed to meet or exceed federal or state regulations: Pipeline coatings and cathodic protection on the ONEOK WesTex Transmission, L.L.C. Pipeline Segments in El Paso County. | 2023-04-14 | 440640 | 100
24923 | T1 | ONEOK WESTEX TRANSMISSION LLC | CULBERSON COUNTY ROADRUNNER GAS TRANSMISSION PIPELINE | ROADRUNNER GAS TRANSMISSION PIPELINE LOCATED IN CULBERSON COUNTY | Culberson County | TX | 79734 | CULBERSON | CN601475320 | RN111639142 | Pipeline coatings and cathodic protection on the ONEOK WesTex Transmission, L.L.C. Pipeline Segments in Culberson County. | The following property is used 100% for pollution control and is installed to meet or exceed federal or state regulations: Pipeline coatings and cathodic protection on the ONEOK WesTex Transmission, L.L.C. Pipeline Segments in Culberson County. | 2023-04-17 | 1332000 | 100
24924 | T1 | ONEOK WESTEX TRANSMISSION LLC | HUDSPETH COUNTY ROADRUNNER GAS TRANSMISSION PIPELINE | ROADRUNNER PIPELINE LOCATED IN HUDSPETH COUNTY | Hudspeth County | TX | 79837 | HUDSPETH | CN601475320 | RN111639159 | Pipeline coatings and cathodic protection on the ONEOK WesTex Transmission, L.L.C. Pipeline Segments in Hudspeth County. | The following property is used 100% for pollution control and is installed to meet or exceed federal or state regulations: Pipeline coatings and cathodic protection on the ONEOK WesTex Transmission, L.L.C. Pipeline Segments in Hudspeth County. | 2023-04-17 | 1584000 | 100
24925 | T1 | ATMOS ENERGY CORPORATION | MID-TEX PIPELINE SEGMENT IN ERATH COUNTY | MID-TEX PIPELINE SEGMENT IN ERATH COUNTY | Erath County | TX | 76401 | ERATH | CN602730319 | RN111624896 | Remote Controlled Valves (block valves equipped with actuators to close the valve remotely if a change in pressure or flow rate exceeds a specified limit) installed at intervals along the Pipeline. | The following property is used 100% for pollution control to meet or exceed federal or state regulations: Remote Controlled Valves (block valves equipped with actuators to close the valve remotely if a change in pressure or flow rate exceeds a specified limit) installed at intervals along the Pipeline. | 2023-04-13 | 271216 | 100
24926 | T1 | ATMOS ENERGY CORPORATION | MID-TEX PIPELINE SEGMENT IN FREESTONE COUNTY | MID-TEX PIPELINE SEGMENT IN FREESTONE COUNTY | Freestone County | TX | 75840 | FREESTONE | CN602730319 | RN111619706 | Remote Controlled Valves (block valves equipped with actuators to close the valve remotely if a change in pressure or flow rate exceeds a specified limit) installed at intervals along the Pipeline. | The following property is used 100% for pollution control to meet or exceed federal or state regulations: Remote Controlled Valves (block valves equipped with actuators to close the valve remotely if a change in pressure or flow rate exceeds a specified limit) installed at intervals along the Pipeline. | 2023-04-13 | 1339547 | 100
24927 | T1 | ATMOS ENERGY CORPORATION | MID-TEX PIPELINE SEGMENT IN BAYLOR COUNTY | MID-TEX PIPELINE SEGMENT IN BAYLOR COUNTY | Baylor County | TX | 76380 | BAYLOR | CN602730319 | RN111639399 | Remote Controlled Valves (block valves equipped with actuators to close the valve remotely if a change in pressure or flow rate exceeds a specified limit) installed at intervals along the Pipeline. | The following property is used 100% for pollution control to meet or exceed federal or state regulations: Remote Controlled Valves (block valves equipped with actuators to close the valve remotely if a change in pressure or flow rate exceeds a specified limit) installed at intervals along the Pipeline. | 2023-04-13 | 188598 | 100
24928 | T1 | ATMOS ENERGY CORPORATION | MID-TEX PIPELINE SEGMENT IN JOHNSON COUNTY | MID-TEX PIPELINE SEGMENT IN JOHNSON COUNTY | Johnson County | TX | 76031 | JOHNSON | CN602730319 | RN111619516 | Remote Controlled Valves (block valves equipped with actuators to close the valve remotely if a change in pressure or flow rate exceeds a specified limit) installed at intervals along the Pipeline. | The following property is used 100% for pollution control to meet or exceed federal or state regulations: Remote Controlled Valves (block valves equipped with actuators to close the valve remotely if a change in pressure or flow rate exceeds a specified limit) installed at intervals along the Pipeline. | 2023-04-13 | 4504593 | 100
24929 | T1 | ATMOS ENERGY CORPORATION | MID-TEX PIPELINE SEGMENT IN GRIMES COUNTY | MID-TEX PIPELINE SEGMENT IN GRIMES COUNTY | Grimes County | TX | 77830 | GRIMES | CN602730319 | RN111619573 | Intelligent pipeline inspection gauge (PIG) launcher | The following property is used 100% for pollution control to meet or exceed federal or state regulations: Intelligent pipeline inspection gauge (PIG) launcher | 2023-04-13 | 514532 | 100
24930 | T1 | ONEOK WESTEX TRANSMISSION LLC | REEVES COUNTY ROADRUNNER GAS TRANSMISSION PIPELINE | ROADRUNNER GAS TRANSMISSION PIPELINE LOCATED IN REEVES COUNTY | Reeves County | TX | 79785 | REEVES | CN601475320 | RN111639118 | Automatic Shut Off Valves (block valves equipped with an actuator to close the valves) installed at intervals along the pipeline. | The following property is used 100% for pollution control and is installed to meet or exceed federal or state regulations: Automatic Shut Off Valves (block valves equipped with an actuator to close the valves) installed at intervals along the pipeline. | 2023-04-17 | 1027290 | 100
24931 | T1 | ONEOK WESTEX TRANSMISSION LLC | PECOS COUNTY ROADRUNNER GAS TRANSMISSION PIPELINE | ROADRUNNER GAS TRANSMISSION PIPELINE LOCATED IN PECOS COUNTY | Pecos County | TX | 79730 | PECOS | CN601475320 | RN111639126 | Automatic Shut Off Valves (block valves equipped with an actuator to close the valves) installed at intervals along the pipeline. | The following property is used 100% for pollution control and is installed to meet or exceed federal or state regulations: Automatic Shut Off Valves (block valves equipped with an actuator to close the valves) installed at intervals along the pipeline. | 2023-04-17 | 22770 | 100
24932 | T1 | ONEOK WESTEX TRANSMISSION LLC | EL PASO COUNTY ROADRUNNER GAS TRANSMISSION PIPELINE | ROADRUNNER GAS TRANSMISSION PIPELINE LOCATED IN EL PASO COUNTY | El Paso County | TX | 79849 | EL PASO | CN601475320 | RN111639134 | Automatic Shut Off Valves (block valves equipped with an actuator to close the valves) installed at intervals along the pipeline. | The following property is used 100% for pollution control and is installed to meet or exceed federal or state regulations: Automatic Shut Off Valves (block valves equipped with an actuator to close the valves) installed at intervals along the pipeline. | 2023-04-17 | 302940 | 100
24933 | T1 | ONEOK WESTEX TRANSMISSION LLC | CULBERSON COUNTY ROADRUNNER GAS TRANSMISSION PIPELINE | ROADRUNNER GAS TRANSMISSION PIPELINE LOCATED IN CULBERSON COUNTY | Culberson County | TX | 79734 | CULBERSON | CN601475320 | RN111639142 | Automatic Shut Off Valves (block valves equipped with an actuator to close the valves) installed at intervals along the pipeline. | The following property is used 100% for pollution control and is installed to meet or exceed federal or state regulations: Automatic Shut Off Valves (block valves equipped with an actuator to close the valves) installed at intervals along the pipeline. | 2023-04-17 | 915750 | 100
24934 | T1 | ONEOK WESTEX TRANSMISSION LLC | HUDSPETH COUNTY ROADRUNNER GAS TRANSMISSION PIPELINE | ROADRUNNER PIPELINE LOCATED IN HUDSPETH COUNTY | Hudspeth County | TX | 79837 | HUDSPETH | CN601475320 | RN111639159 | Automatic Shut Off Valves (block valves equipped with an actuator to close the valves) installed at intervals along the pipeline. | The following property is used 100% for pollution control and is installed to meet or exceed federal or state regulations: Automatic Shut Off Valves (block valves equipped with an actuator to close the valves) installed at intervals along the pipeline. | 2023-04-17 | 1089000 | 100
24935 | T1 | ONEOK WESTEX TRANSMISSION LLC | REEVES COUNTY ROADRUNNER GAS TRANSMISSION PIPELINE | ROADRUNNER GAS TRANSMISSION PIPELINE LOCATED IN REEVES COUNTY | Reeves County | TX | 79785 | REEVES | CN601475320 | RN111639118 | Nondestructive pipeline testing expenditures – Radiography. | The following property is used 100% for pollution control and is installed to meet or exceed federal or state regulations: Nondestructive pipeline testing expenditures – Radiography. | 2023-04-17 | 7471200 | 100
24936 | T1 | ONEOK WESTEX TRANSMISSION LLC | PECOS COUNTY ROADRUNNER GAS TRANSMISSION PIPELINE | ROADRUNNER GAS TRANSMISSION PIPELINE LOCATED IN PECOS COUNTY | Pecos County | TX | 79730 | PECOS | CN601475320 | RN111639126 | Nondestructive pipeline testing expenditures – Radiography. | The following property is used 100% for pollution control and is installed to meet or exceed federal or state regulations: Nondestructive pipeline testing expenditures – Radiography. | 2023-04-17 | 165600 | 100
24937 | T1 | ONEOK WESTEX TRANSMISSION LLC | EL PASO COUNTY ROADRUNNER GAS TRANSMISSION PIPELINE | ROADRUNNER GAS TRANSMISSION PIPELINE LOCATED IN EL PASO COUNTY | El Paso County | TX | 79849 | EL PASO | CN601475320 | RN111639134 | Nondestructive pipeline testing expenditures – Radiography. | The following property is used 100% for pollution control and is installed to meet or exceed federal or state regulations: Nondestructive pipeline testing expenditures – Radiography. | 2023-04-17 | 2203200 | 100
24938 | T1 | ONEOK WESTEX TRANSMISSION LLC | CULBERSON COUNTY ROADRUNNER GAS TRANSMISSION PIPELINE | ROADRUNNER GAS TRANSMISSION PIPELINE LOCATED IN CULBERSON COUNTY | Culberson County | TX | 79734 | CULBERSON | CN601475320 | RN111639142 | Nondestructive pipeline testing expenditures – Radiography. | The following property is used 100% for pollution control and is installed to meet or exceed federal or state regulations: Nondestructive pipeline testing expenditures – Radiography. | 2023-04-17 | 6660000 | 100
24939 | T1 | ONEOK WESTEX TRANSMISSION LLC | HUDSPETH COUNTY ROADRUNNER GAS TRANSMISSION PIPELINE | ROADRUNNER PIPELINE LOCATED IN HUDSPETH COUNTY | Hudspeth County | TX | 79837 | HUDSPETH | CN601475320 | RN111639159 | Nondestructive pipeline testing expenditures – Radiography. | The following property is used 100% for pollution control and is installed to meet or exceed federal or state regulations: Nondestructive pipeline testing expenditures – Radiography. | 2023-04-17 | 7920000 | 100
24940 | T1 | ONEOK WESTEX TRANSMISSION LLC | REEVES COUNTY ROADRUNNER GAS TRANSMISSION PIPELINE | ROADRUNNER GAS TRANSMISSION PIPELINE LOCATED IN REEVES COUNTY | Reeves County | TX | 79785 | REEVES | CN601475320 | RN111639118 | Sedimentation and erosion controls consisting of slope breakers, silt fences, sedimentation barriers, staked hay or straw bales, matting and diking. | The following property is used 100% for pollution control to meet or exceed federal or state regulations: Sedimentation and erosion controls consisting of slope breakers, silt fences, sedimentation barriers, staked hay or straw bales, matting and diking. | 2023-04-17 | 9339000 | 100
24941 | T1 | ONEOK WESTEX TRANSMISSION LLC | PECOS COUNTY ROADRUNNER GAS TRANSMISSION PIPELINE | ROADRUNNER GAS TRANSMISSION PIPELINE LOCATED IN PECOS COUNTY | Pecos County | TX | 79730 | PECOS | CN601475320 | RN111639126 | Sedimentation and erosion controls consisting of slope breakers, silt fences, sedimentation barriers, staked hay or straw bales, matting and diking. | The following property is used 100% for pollution control to meet or exceed federal or state regulations: Sedimentation and erosion controls consisting of slope breakers, silt fences, sedimentation barriers, staked hay or straw bales, matting and diking. | 2023-04-17 | 207000 | 100
24942 | T1 | ONEOK WESTEX TRANSMISSION LLC | EL PASO COUNTY ROADRUNNER GAS TRANSMISSION PIPELINE | ROADRUNNER GAS TRANSMISSION PIPELINE LOCATED IN EL PASO COUNTY | El Paso County | TX | 79849 | EL PASO | CN601475320 | RN111639134 | Sedimentation and erosion controls consisting of slope breakers, silt fences, sedimentation barriers, staked hay or straw bales, matting and diking. | The following property is used 100% for pollution control to meet or exceed federal or state regulations: Sedimentation and erosion controls consisting of slope breakers, silt fences, sedimentation barriers, staked hay or straw bales, matting and diking. | 2023-04-17 | 2754000 | 100
24943 | T1 | ONEOK WESTEX TRANSMISSION LLC | CULBERSON COUNTY ROADRUNNER GAS TRANSMISSION PIPELINE | ROADRUNNER GAS TRANSMISSION PIPELINE LOCATED IN CULBERSON COUNTY | Culberson County | TX | 79734 | CULBERSON | CN601475320 | RN111639142 | Sedimentation and erosion controls consisting of slope breakers, silt fences, sedimentation barriers, staked hay or straw bales, matting and diking. | The following property is used 100% for pollution control to meet or exceed federal or state regulations: Sedimentation and erosion controls consisting of slope breakers, silt fences, sedimentation barriers, staked hay or straw bales, matting and diking. | 2023-04-17 | 8325000 | 100
24944 | T1 | ONEOK WESTEX TRANSMISSION LLC | HUDSPETH COUNTY ROADRUNNER GAS TRANSMISSION PIPELINE | ROADRUNNER PIPELINE LOCATED IN HUDSPETH COUNTY | Hudspeth County | TX | 79837 | HUDSPETH | CN601475320 | RN111639159 | Sedimentation and erosion controls consisting of slope breakers, silt fences, sedimentation barriers, staked hay or straw bales, matting and diking. | The following property is used 100% for pollution control to meet or exceed federal or state regulations: Sedimentation and erosion controls consisting of slope breakers, silt fences, sedimentation barriers, staked hay or straw bales, matting and diking. | 2023-04-17 | 9900000 | 100
24945 | T1 | COGENT MIDSTREAM WESTEX LLC | COKE COUNTY CANES MIDSTREAM PIPELINE | CANES MIDSTREAM PIPELINE LOCATED IN COKE COUNTY | Coke County | TX | 76945 | COKE | CN604204479 | RN111640371 | Pipeline coatings and cathodic protection on the Canes Midstream G&P LLC Pipeline Segments in Coke County. | The following property is used 100% for pollution control and is installed to meet or exceed federal or state regulations: Pipeline coatings and cathodic protection on the Canes Midstream G&P LLC Pipeline Segments in Coke County. | 2023-04-17 | 85120 | 100
24946 | T1 | COGENT MIDSTREAM WESTEX LLC | CROCKETT COUNTY CANES MIDSTREAM PIPELINE | CANES MIDSTREAM PIPELINE LOCATED IN CROCKETT COUNTY | Crockett County | TX | 76943 | CROCKETT | CN604204479 | RN111640389 | Pipeline coatings and cathodic protection on the Canes Midstream G&P LLC Pipeline Segments in Crockett County. | The following property is used 100% for pollution control and is installed to meet or exceed federal or state regulations: Pipeline coatings and cathodic protection on the Canes Midstream G&P LLC Pipeline Segments in Crockett County. | 2023-04-17 | 571515 | 100
24947 | T1 | COGENT MIDSTREAM WESTEX LLC | GLASSCOCK COUNTY CANES MIDSTREAM PIPELINE | CANES MIDSTREAM PIPELINE LOCATED IN GLASSCOCK COUNTY | Glasscock County | TX | 79739 | GLASSCOCK | CN604204479 | RN111640397 | Pipeline coatings and cathodic protection on the Canes Midstream G&P LLC Pipeline Segments in Glasscock County. | The following property is used 100% for pollution control and is installed to meet or exceed federal or state regulations: Pipeline coatings and cathodic protection on the Canes Midstream G&P LLC Pipeline Segments in Glasscock County. | 2023-04-17 | 52582 | 100
24948 | T1 | COGENT MIDSTREAM WESTEX LLC | IRION COUNTY CANES MIDSTREAM PIPELINE | CANES MIDSTREAM PIPELINE LOCATED IN IRION COUNTY | Irion County | TX | 76930 | IRION | CN604204479 | RN111640405 | Pipeline coatings and cathodic protection on the Canes Midstream G&P LLC Pipeline Segments in Irion County. | The following property is used 100% for pollution control and is installed to meet or exceed federal or state regulations: Pipeline coatings and cathodic protection on the Canes Midstream G&P LLC Pipeline Segments in Irion County. | 2023-04-17 | 1323546 | 100
24949 | T1 | COGENT MIDSTREAM WESTEX LLC | MITCHELL COUNTY CANES MIDSTREAM PIPELINE | CANES MIDSTREAM PIPELINE LOCATED IN MITCHELL COUNTY | Mitchell County | TX | 79512 | MITCHELL | CN604204479 | RN111640413 | Pipeline coatings and cathodic protection on the Canes Midstream G&P LLC Pipeline Segments in Mitchell County. | The following property is used 100% for pollution control and is installed to meet or exceed federal or state regulations: Pipeline coatings and cathodic protection on the Canes Midstream G&P LLC Pipeline Segments in Mitchell County. | 2023-04-17 | 361659 | 100
24950 | T1 | COGENT MIDSTREAM WESTEX LLC | NOLAN COUNTY CANES MIDSTREAM PIPELINE | CANES MIDSTREAM PIPELINE LOCATED IN NOLAN COUNTY | Nolan County | TX | 79535 | NOLAN | CN604204479 | RN111640421 | Pipeline coatings and cathodic protection on the Canes Midstream G&P LLC Pipeline Segments in Nolan County. | The following property is used 100% for pollution control and is installed to meet or exceed federal or state regulations: Pipeline coatings and cathodic protection on the Canes Midstream G&P LLC Pipeline Segments in Nolan County. | 2023-04-17 | 7200 | 100
24951 | T1 | COGENT MIDSTREAM WESTEX LLC | REAGAN COUNTY CANES MIDSTREAM PIPELINE | CANES MIDSTREAM PIPELINE LOCATED IN REAGAN COUNTY | Reagan County | TX | 76932 | REAGAN | CN604204479 | RN111640447 | Pipeline coatings and cathodic protection on the Canes Midstream G&P LLC Pipeline Segments in Reagan County. | The following property is used 100% for pollution control and is installed to meet or exceed federal or state regulations: Pipeline coatings and cathodic protection on the Canes Midstream G&P LLC Pipeline Segments in Reagan County. | 2023-04-17 | 1647998 | 100
24952 | T1 | COGENT MIDSTREAM WESTEX LLC | STERLING COUNTY CANES MIDSTREAM PIPELINE | CANES MIDSTREAM PIPELINE LOCATED IN STERLING COUNTY | Sterling County | TX | 76951 | STERLING | CN604204479 | RN111640454 | Pipeline coatings and cathodic protection on the Canes Midstream G&P LLC Pipeline Segments in Sterling County. | The following property is used 100% for pollution control and is installed to meet or exceed federal or state regulations: Pipeline coatings and cathodic protection on the Canes Midstream G&P LLC Pipeline Segments in Sterling County. | 2023-04-17 | 1256336 | 100
24953 | T1 | COGENT MIDSTREAM WESTEX LLC | TOM GREEN COUNTY CANES MIDSTREAM PIPELINE | CANES MIDSTREAM PIPELINE LOCATED IN TOM GREEN COUNTY | Tom Green County | TX | 76951 | TOM GREEN | CN604204479 | RN111640462 | Pipeline coatings and cathodic protection on the Canes Midstream G&P LLC Pipeline Segments in Tom Green County. | The following property is used 100% for pollution control and is installed to meet or exceed federal or state regulations: Pipeline coatings and cathodic protection on the Canes Midstream G&P LLC Pipeline Segments in Tom Green County. | 2023-04-17 | 20832 | 100
24954 | T1 | COGENT MIDSTREAM WESTEX LLC | UPTON COUNTY CANES MIDSTREAM PIPELINE | CANES MIDSTREAM PIPELINE LOCATED IN UPTON COUNTY | Upton County | TX | 79755 | UPTON | CN604204479 | RN111640470 | Pipeline coatings and cathodic protection on the Canes Midstream G&P LLC Pipeline Segments in Upton County. | The following property is used 100% for pollution control and is installed to meet or exceed federal or state regulations: The following property is used 100% for pollution control and is installed to meet or exceed federal or state regulations: Pipeline coatings and cathodic protection on the Canes Midstream G&P LLC Pipeline Segments in Upton County. | 2023-04-17 | 120640 | 100
24955 | T1 | LHOIST NORTH AMERICA OF TEXAS LLC | MARBLE FALLS LIME PLANT | ON 7829 SOUTH US HIGHWAY 281 | Burnet County | TX | 78611 | BURNET | CN605752088 | RN100729250 | Maerz Kiln #2 Baghouse. | The following property is used 100% for pollution control and is installed to meet or exceed federal or state regulations: Maerz Kiln #2 Baghouse. | 2023-04-12 | 1449276.75 | 100
24956 | T1 | TRANS-PECOS PIPELINE LLC | TRANS-PECOS PIPELINE WARD COUNTY PIPELINE | TRANS-PECOS PIPELINE, LLC WARD COUNTY PIPELINE | Ward County | TX | 79777 | WARD | CN604926535 | RN111636114 | Sedimentation and erosion controls consisting of slope breakers, silt fences, sedimentation barriers, staked hay or straw bales, matting and diking. | The following property is used 100% for pollution control to meet or exceed federal or state regulations: Sedimentation and erosion controls consisting of slope breakers, silt fences, sedimentation barriers, staked hay or straw bales, matting and diking. | 2023-02-24 | 120000 | 100
24957 | T1 | COMANCHE TRAIL PIPELINE LLC | COMANCHE TRAIL REEVES COUNTY PIPELINES | COMANCHE TRAIL PIPELINE REEVES COUNTY PIPELINE SEGMENT | Reeves County | TX | 79772 | REEVES | CN605296797 | RN111636130 | Sedimentation and erosion controls consisting of slope breakers, silt fences, sedimentation barriers, staked hay or straw bales, matting and diking. | The following property is used 100% for pollution control to meet or exceed federal or state regulations: Sedimentation and erosion controls consisting of slope breakers, silt fences, sedimentation barriers, staked hay or straw bales, matting and diking. | 2023-02-21 | 12390000 | 100
24958 | T1 | TRANS-PECOS PIPELINE LLC | TRANS-PECOS PIPELINE PRESIDIO COUNTY PIPELINES | TRANS-PECOS PIPELINE, LLC PIPELINE SEGMENTS IN PRESIDIO COUNTY | Presidio County | TX | 79843 | PRESIDIO | CN604926535 | RN111636148 | Sedimentation and erosion controls consisting of slope breakers, silt fences, sedimentation barriers, staked hay or straw bales, matting and diking. | The following property is used 100% for pollution control to meet or exceed federal or state regulations: Sedimentation and erosion controls consisting of slope breakers, silt fences, sedimentation barriers, staked hay or straw bales, matting and diking. | 2023-02-21 | 14070000 | 100
24959 | T1 | TRANS-PECOS PIPELINE LLC | TRANS-PECOS PIPELINE PECOS COUNTY PIPELINES | TRANS-PECOS PIPELINE, LLC PIPELINE SEGMENTS IN PECOS COUNTY. | Pecos County | TX | 79735 | PECOS | CN604926535 | RN111636155 | Sedimentation and erosion controls consisting of slope breakers, silt fences, sedimentation barriers, staked hay or straw bales, matting and diking. | The following property is used 100% for pollution control to meet or exceed federal or state regulations: Sedimentation and erosion controls consisting of slope breakers, silt fences, sedimentation barriers, staked hay or straw bales, matting and diking. | 2023-02-21 | 10620000 | 100
24960 | T1 | COMANCHE TRAIL PIPELINE LLC | COMANCHE TRAIL PECOS COUNTY PIPELINE | COMANCHE TRAIL PIPELINE, LLC PIPELINE IN PECOS COUNTY. | Pecos County | TX | 79735 | PECOS | CN605296797 | RN111636163 | Sedimentation and erosion controls consisting of slope breakers, silt fences, sedimentation barriers, staked hay or straw bales, matting and diking. | The following property is used 100% for pollution control to meet or exceed federal or state regulations: Sedimentation and erosion controls consisting of slope breakers, silt fences, sedimentation barriers, staked hay or straw bales, matting and diking. | 2023-02-21 | 39900 | 100
24961 | T1 | COMANCHE TRAIL PIPELINE LLC | COMANCHE TRAIL HUDSPETH COUNTY PIPELINES | COMANCHE TRAIL PIPELINE, LLC PIPELINE SEGMENTS IN HUDSPETH COUNTY. | Hudspeth County | TX | 79839 | HUDSPETH | CN605296797 | RN111636171 | Sedimentation and erosion controls consisting of slope breakers, silt fences, sedimentation barriers, staked hay or straw bales, matting and diking. | The following property is used 100% for pollution control to meet or exceed federal or state regulations: Sedimentation and erosion controls consisting of slope breakers, silt fences, sedimentation barriers, staked hay or straw bales, matting and diking. | 2023-02-21 | 13650000 | 100
24962 | T1 | COMANCHE TRAIL PIPELINE LLC | COMANCHE TRAIL EL PASO COUNTY PIPELINES | COMANCHE TRAIL PIPELINE, LLC PIPELINE SEGMENTS IN EL PASO COUNTY | El Paso County | TX | 79836 | EL PASO | CN605296797 | RN111636189 | Sedimentation and erosion controls consisting of slope breakers, silt fences, sedimentation barriers, staked hay or straw bales, matting and diking. | The following property is used 100% for pollution control to meet or exceed federal or state regulations: Sedimentation and erosion controls consisting of slope breakers, silt fences, sedimentation barriers, staked hay or straw bales, matting and diking. | 2023-02-21 | 3592323 | 100
24963 | T1 | COMANCHE TRAIL PIPELINE LLC | COMANCHE TRAIL CULBERSON COUNTY PIPELINES | COMANCHE TRAIL PIPELINE, LLC PIPELINE IN CULBERSON COUNTY | Culberson County | TX | 79855 | CULBERSON | CN605296797 | RN111636197 | Sedimentation and erosion controls consisting of slope breakers, silt fences, sedimentation barriers, staked hay or straw bales, matting and diking. | The following property is used 100% for pollution control to meet or exceed federal or state regulations: Sedimentation and erosion controls consisting of slope breakers, silt fences, sedimentation barriers, staked hay or straw bales, matting and diking. | 2023-02-21 | 10710000 | 100
24964 | T1 | TRANS-PECOS PIPELINE LLC | TRANS-PECOS PIPELINE LLC BREWSTER COUNTY PIPELINES | TRANS-PECOS PIPELINES IN BREWSTER COUNTY | Brewster County | TX | 79832 | BREWSTER | CN604926535 | RN111636205 | Sedimentation and erosion controls consisting of slope breakers, silt fences, sedimentation barriers, staked hay or straw bales, matting and diking. | The following property is used 100% for pollution control to meet or exceed federal or state regulations: Sedimentation and erosion controls consisting of slope breakers, silt fences, sedimentation barriers, staked hay or straw bales, matting and diking. | 2023-02-21 | 7140000 | 100
24965 | T1 | TRANS-PECOS PIPELINE LLC | TRANS-PECOS PIPELINE WARD COUNTY PIPELINE | TRANS-PECOS PIPELINE, LLC WARD COUNTY PIPELINE | Ward County | TX | 79777 | WARD | CN604926535 | RN111636114 | Automatic Shut Off Valves (block valves equipped with an actuator to close the valves) installed at intervals along the pipeline. | The following property is used 100% for pollution control to meet or exceed federal or state regulations: Automatic Shut Off Valves (block valves equipped with an actuator to close the valves) installed at intervals along the pipeline. | 2023-04-18 | 13200 | 100
24966 | T1 | COMANCHE TRAIL PIPELINE LLC | COMANCHE TRAIL REEVES COUNTY PIPELINES | COMANCHE TRAIL PIPELINE REEVES COUNTY PIPELINE SEGMENT | Reeves County | TX | 79772 | REEVES | CN605296797 | RN111636130 | Automatic Shut Off Valves (block valves equipped with an actuator to close the valves) installed at intervals along the pipeline. | The following property is used 100% for pollution control to meet or exceed federal or state regulations: Automatic Shut Off Valves (block valves equipped with an actuator to close the valves) installed at intervals along the pipeline. | 2023-04-18 | 1362900 | 100
24967 | T1 | TRANS-PECOS PIPELINE LLC | TRANS-PECOS PIPELINE PRESIDIO COUNTY PIPELINES | TRANS-PECOS PIPELINE, LLC PIPELINE SEGMENTS IN PRESIDIO COUNTY | Presidio County | TX | 79843 | PRESIDIO | CN604926535 | RN111636148 | Automatic Shut Off Valves (block valves equipped with an actuator to close the valves) installed at intervals along the pipeline. | The following property is used 100% for pollution control to meet or exceed federal or state regulations: Automatic Shut Off Valves (block valves equipped with an actuator to close the valves) installed at intervals along the pipeline. | 2023-04-18 | 1547700 | 100
24968 | T1 | TRANS-PECOS PIPELINE LLC | TRANS-PECOS PIPELINE PECOS COUNTY PIPELINES | TRANS-PECOS PIPELINE, LLC PIPELINE SEGMENTS IN PECOS COUNTY. | Pecos County | TX | 79735 | PECOS | CN604926535 | RN111636155 | Automatic Shut Off Valves (block valves equipped with an actuator to close the valves) installed at intervals along the pipeline. | The following property is used 100% for pollution control to meet or exceed federal or state regulations: Automatic Shut Off Valves (block valves equipped with an actuator to close the valves) installed at intervals along the pipeline. | 2023-04-18 | 1168200 | 100
24969 | T1 | COMANCHE TRAIL PIPELINE LLC | COMANCHE TRAIL PECOS COUNTY PIPELINE | COMANCHE TRAIL PIPELINE, LLC PIPELINE IN PECOS COUNTY. | Pecos County | TX | 79735 | PECOS | CN605296797 | RN111636163 | Automatic Shut Off Valves (block valves equipped with an actuator to close the valves) installed at intervals along the pipeline. | The following property is used 100% for pollution control to meet or exceed federal or state regulations: Automatic Shut Off Valves (block valves equipped with an actuator to close the valves) installed at intervals along the pipeline. | 2023-04-18 | 4389 | 100
24970 | T1 | COMANCHE TRAIL PIPELINE LLC | COMANCHE TRAIL HUDSPETH COUNTY PIPELINES | COMANCHE TRAIL PIPELINE, LLC PIPELINE SEGMENTS IN HUDSPETH COUNTY. | Hudspeth County | TX | 79839 | HUDSPETH | CN605296797 | RN111636171 | Automatic Shut Off Valves (block valves equipped with an actuator to close the valves) installed at intervals along the pipeline. | The following property is used 100% for pollution control to meet or exceed federal or state regulations: Automatic Shut Off Valves (block valves equipped with an actuator to close the valves) installed at intervals along the pipeline. | 2023-04-18 | 1501500 | 100
24971 | T1 | COMANCHE TRAIL PIPELINE LLC | COMANCHE TRAIL EL PASO COUNTY PIPELINES | COMANCHE TRAIL PIPELINE, LLC PIPELINE SEGMENTS IN EL PASO COUNTY | El Paso County | TX | 79836 | EL PASO | CN605296797 | RN111636189 | Automatic Shut Off Valves (block valves equipped with an actuator to close the valves) installed at intervals along the pipeline. | The following property is used 100% for pollution control to meet or exceed federal or state regulations: Automatic Shut Off Valves (block valves equipped with an actuator to close the valves) installed at intervals along the pipeline. | 2023-04-18 | 395155 | 100
24972 | T1 | COMANCHE TRAIL PIPELINE LLC | COMANCHE TRAIL CULBERSON COUNTY PIPELINES | COMANCHE TRAIL PIPELINE, LLC PIPELINE IN CULBERSON COUNTY | Culberson County | TX | 79855 | CULBERSON | CN605296797 | RN111636197 | Automatic Shut Off Valves (block valves equipped with an actuator to close the valves) installed at intervals along the pipeline. | The following property is used 100% for pollution control to meet or exceed federal or state regulations: Automatic Shut Off Valves (block valves equipped with an actuator to close the valves) installed at intervals along the pipeline. | 2023-04-18 | 1178100 | 100
24973 | T1 | TRANS-PECOS PIPELINE LLC | TRANS-PECOS PIPELINE LLC BREWSTER COUNTY PIPELINES | TRANS-PECOS PIPELINES IN BREWSTER COUNTY | Brewster County | TX | 79832 | BREWSTER | CN604926535 | RN111636205 | Automatic Shut Off Valves (block valves equipped with an actuator to close the valves) installed at intervals along the pipeline. | The following property is used 100% for pollution control to meet or exceed federal or state regulations: Automatic Shut Off Valves (block valves equipped with an actuator to close the valves) installed at intervals along the pipeline. | 2023-04-18 | 785400 | 100
24974 | T1 | ENERGY TRANSFER GC NGL PIPELINES LP | ENERGY TRANSFER GC NGL KARNES COUNTY PIPELINE SEGMENTS | ENERGY TRANSFER GC NGL KARNES COUNTY PIPELINE SEGMENTS | Karnes County | TX | 78118 | KARNES | CN604265710 | RN111637112 | Nondestructive pipeline testing expenditures – Radiography. | The following property is used 100% for pollution control to meet or exceed federal or state regulations: Nondestructive pipeline testing expenditures – Radiography. | 2023-03-31 | 1866240 | 100
24975 | T1 | ENERGY TRANSFER GC NGL PIPELINES LP | ENERGY TRANSFER GC NGL KARNES COUNTY PIPELINE SEGMENTS | ENERGY TRANSFER GC NGL KARNES COUNTY PIPELINE SEGMENTS | Karnes County | TX | 78118 | KARNES | CN604265710 | RN111637112 | Automatic Shut Off Valves (block valves equipped with an actuator to close the valves) installed at intervals along the pipeline. | The following property is used 100% for pollution control and is installed to meet or exceed federal or state regulations: Automatic Shut Off Valves (block valves equipped with an actuator to close the valves) installed at intervals along the pipeline. | 2023-04-07 | 256608 | 100
24976 | T1 | ENERGY TRANSFER GC NGL PIPELINES LP | ENERGY TRANSFER GC NGL KARNES COUNTY PIPELINE SEGMENTS | ENERGY TRANSFER GC NGL KARNES COUNTY PIPELINE SEGMENTS | Karnes County | TX | 78118 | KARNES | CN604265710 | RN111637112 | Sedimentation and erosion controls consisting of silt fences, sedimentation barriers, staked hay or straw bales, matting and diking. | The following property is used 100% for pollution control and is installed to meet or exceed federal or state regulations: The following property is used 100% for pollution control and is installed to meet or exceed federal or state regulations: Pipeline coatings and cathodic protection on the Canes Midstream G&P LLC Pipeline Segments in Upton County. | 2023-04-12 | 2332800 | 100
24977 | T1 | ENERGY TRANSFER GC NGL PIPELINES LP | ENERGY TRANSFER GC NGL ZAVALA COUNTY PIPELINE SEGMENTS | ENERGY TRANSFER GC NGL ZAVALA COUNTY PIPELINE SEGMENTS | Zavala County | TX | 78829 | ZAVALA | CN604265710 | RN111636650 | Nondestructive pipeline testing expenditures – Radiography. | The following property is used 100% for pollution control to meet or exceed federal or state regulations: Nondestructive pipeline testing expenditures – Radiography. | 2023-03-31 | 2816000 | 100
24978 | T1 | ENERGY TRANSFER GC NGL PIPELINES LP | ENERGY TRANSFER GC NGL ZAVALA COUNTY PIPELINE SEGMENTS | ENERGY TRANSFER GC NGL ZAVALA COUNTY PIPELINE SEGMENTS | Zavala County | TX | 78829 | ZAVALA | CN604265710 | RN111636650 | Automatic Shut Off Valves (block valves equipped with an actuator to close the valves) installed at intervals along the pipeline. | The following property is used 100% for pollution control and is installed to meet or exceed federal or state regulations: Automatic Shut Off Valves (block valves equipped with an actuator to close the valves) installed at intervals along the pipeline. | 2023-04-07 | 387200 | 100
24979 | T1 | ENERGY TRANSFER GC NGL PIPELINES LP | ENERGY TRANSFER GC NGL ZAVALA COUNTY PIPELINE SEGMENTS | ENERGY TRANSFER GC NGL ZAVALA COUNTY PIPELINE SEGMENTS | Zavala County | TX | 78829 | ZAVALA | CN604265710 | RN111636650 | Sedimentation and erosion controls consisting of silt fences, sedimentation barriers, staked hay or straw bales, matting and diking. | The following property is used 100% for pollution control and is installed to meet or exceed federal or state regulations: The following property is used 100% for pollution control and is installed to meet or exceed federal or state regulations: Pipeline coatings and cathodic protection on the Canes Midstream G&P LLC Pipeline Segments in Upton County. | 2023-04-13 | 3520000 | 100
24980 | T1 | ENERGY TRANSFER GC NGL PIPELINES LP | ENERGY TRANSFER GC NGL WINKLER COUNTY PIPELINE SEGMENTS | ENERGY TRANSFER GC NGL WINKLER COUNTY PIPELINE SEGMENTS | Winkler County | TX | 79745 | WINKLER | CN604265710 | RN111636668 | Nondestructive pipeline testing expenditures – Radiography. | The following property is used 100% for pollution control and is installed to meet or exceed federal or state regulations: Nondestructive pipeline testing expenditures – Radiography. | 2023-04-05 | 5691408 | 100
24981 | T1 | ENERGY TRANSFER GC NGL PIPELINES LP | ENERGY TRANSFER GC NGL WINKLER COUNTY PIPELINE SEGMENTS | ENERGY TRANSFER GC NGL WINKLER COUNTY PIPELINE SEGMENTS | Winkler County | TX | 79745 | WINKLER | CN604265710 | RN111636668 | Automatic Shut Off Valves (block valves equipped with an actuator to close the valves) installed at intervals along the pipeline. | The following property is used 100% for pollution control and is installed to meet or exceed federal or state regulations: Automatic Shut Off Valves (block valves equipped with an actuator to close the valves) installed at intervals along the pipeline. | 2023-04-07 | 782568 | 100
24982 | T1 | ENERGY TRANSFER GC NGL PIPELINES LP | ENERGY TRANSFER GC NGL WINKLER COUNTY PIPELINE SEGMENTS | ENERGY TRANSFER GC NGL WINKLER COUNTY PIPELINE SEGMENTS | Winkler County | TX | 79745 | WINKLER | CN604265710 | RN111636668 | Sedimentation and erosion controls consisting of silt fences, sedimentation barriers, staked hay or straw bales, matting and diking. | The following property is used 100% for pollution control and is installed to meet or exceed federal or state regulations: The following property is used 100% for pollution control and is installed to meet or exceed federal or state regulations: Pipeline coatings and cathodic protection on the Canes Midstream G&P LLC Pipeline Segments in Upton County. | 2023-04-13 | 7114260 | 100
24983 | T1 | ENERGY TRANSFER GC NGL PIPELINES LP | ENERGY TRANSFER GC NGL WARD COUNTY PIPELINE SEGMENTS | ENERGY TRANSFER GC NGL WARD COUNTY PIPELINE SEGMENTS | Ward County | TX | 79777 | WARD | CN604265710 | RN111636676 | Nondestructive pipeline testing expenditures – Radiography. | The following property is used 100% for pollution control and is installed to meet or exceed federal or state regulations: Nondestructive pipeline testing expenditures – Radiography. | 2023-04-05 | 2156416 | 100
24984 | T1 | ENERGY TRANSFER GC NGL PIPELINES LP | ENERGY TRANSFER GC NGL WARD COUNTY PIPELINE SEGMENTS | ENERGY TRANSFER GC NGL WARD COUNTY PIPELINE SEGMENTS | Ward County | TX | 79777 | WARD | CN604265710 | RN111636676 | Automatic Shut Off Valves (block valves equipped with an actuator to close the valves) installed at intervals along the pipeline. | The following property is used 100% for pollution control and is installed to meet or exceed federal or state regulations: Automatic Shut Off Valves (block valves equipped with an actuator to close the valves) installed at intervals along the pipeline. | 2023-04-19 | 296507 | 100
24985 | T1 | ENERGY TRANSFER GC NGL PIPELINES LP | ENERGY TRANSFER GC NGL WARD COUNTY PIPELINE SEGMENTS | ENERGY TRANSFER GC NGL WARD COUNTY PIPELINE SEGMENTS | Ward County | TX | 79777 | WARD | CN604265710 | RN111636676 | Sedimentation and erosion controls consisting of silt fences, sedimentation barriers, staked hay or straw bales, matting and diking. | The following property is used 100% for pollution control and is installed to meet or exceed federal or state regulations: The following property is used 100% for pollution control and is installed to meet or exceed federal or state regulations: Pipeline coatings and cathodic protection on the Canes Midstream G&P LLC Pipeline Segments in Upton County. | 2023-04-19 | 2695520 | 100
24986 | T1 | ENERGY TRANSFER GC NGL PIPELINES LP | ENERGY TRANSFER GC NGL UVALDE COUNTY PIPELINE SEGMENTS | ENERGY TRANSFER GC NGL UVALDE COUNTY PIPELINE SEGMENTS | Uvalde County | TX | 78801 | UVALDE | CN604265710 | RN111636700 | Nondestructive pipeline testing expenditures – Radiography. | The following property is used 100% for pollution control and is installed to meet or exceed federal or state regulations: Nondestructive pipeline testing expenditures – Radiography. | 2023-04-05 | 135040 | 100
24987 | T1 | ENERGY TRANSFER GC NGL PIPELINES LP | ENERGY TRANSFER GC NGL UVALDE COUNTY PIPELINE SEGMENTS | ENERGY TRANSFER GC NGL UVALDE COUNTY PIPELINE SEGMENTS | Uvalde County | TX | 78801 | UVALDE | CN604265710 | RN111636700 | Automatic Shut Off Valves (block valves equipped with an actuator to close the valves) installed at intervals along the pipeline. | The following property is used 100% for pollution control and is installed to meet or exceed federal or state regulations: Automatic Shut Off Valves (block valves equipped with an actuator to close the valves) installed at intervals along the pipeline. | 2023-04-07 | 18568 | 100
24988 | T1 | ENERGY TRANSFER GC NGL PIPELINES LP | ENERGY TRANSFER GC NGL UVALDE COUNTY PIPELINE SEGMENTS | ENERGY TRANSFER GC NGL UVALDE COUNTY PIPELINE SEGMENTS | Uvalde County | TX | 78801 | UVALDE | CN604265710 | RN111636700 | Sedimentation and erosion controls consisting of silt fences, sedimentation barriers, staked hay or straw bales, matting and diking. | The following property is used 100% for pollution control and is installed to meet or exceed federal or state regulations: The following property is used 100% for pollution control and is installed to meet or exceed federal or state regulations: Pipeline coatings and cathodic protection on the Canes Midstream G&P LLC Pipeline Segments in Upton County. | 2023-04-20 | 168800 | 100
24989 | T1 | ENERGY TRANSFER GC NGL PIPELINES LP | ENERGY TRANSFER GC NGL WALKER COUNTY PIPELINE SEGMENTS | ENERGY TRANSFER GC NGL WALKER COUNTY PIPELINE SEGMENTS | Walker County | TX | 77367 | WALKER | CN604265710 | RN111636684 | Nondestructive pipeline testing expenditures – Radiography. | The following property is used 100% for pollution control and is installed to meet or exceed federal or state regulations: Nondestructive pipeline testing expenditures – Radiography. | 2023-04-05 | 2992200 | 100
24990 | T1 | ENERGY TRANSFER GC NGL PIPELINES LP | ENERGY TRANSFER GC NGL WALKER COUNTY PIPELINE SEGMENTS | ENERGY TRANSFER GC NGL WALKER COUNTY PIPELINE SEGMENTS | Walker County | TX | 77367 | WALKER | CN604265710 | RN111636684 | Automatic Shut Off Valves (block valves equipped with an actuator to close the valves) installed at intervals along the pipeline. | The following property is used 100% for pollution control and is installed to meet or exceed federal or state regulations: Automatic Shut Off Valves (block valves equipped with an actuator to close the valves) installed at intervals along the pipeline. | 2023-04-08 | 511984 | 100
24991 | T1 | ENERGY TRANSFER GC NGL PIPELINES LP | ENERGY TRANSFER GC NGL WALKER COUNTY PIPELINE SEGMENTS | ENERGY TRANSFER GC NGL WALKER COUNTY PIPELINE SEGMENTS | Walker County | TX | 77367 | WALKER | CN604265710 | RN111636684 | Sedimentation and erosion controls consisting of silt fences, sedimentation barriers, staked hay or straw bales, matting and diking. | The following property is used 100% for pollution control and is installed to meet or exceed federal or state regulations: The following property is used 100% for pollution control and is installed to meet or exceed federal or state regulations: Pipeline coatings and cathodic protection on the Canes Midstream G&P LLC Pipeline Segments in Upton County. | 2023-04-20 | 3740250 | 100
24992 | T1 | ENERGY TRANSFER GC NGL PIPELINES LP | ENERGY TRANSFER GC NGL VAL VERDE COUNTY PIPELINE SEGMENTS | ENERGY TRANSFER GC NGL VAL VERDE COUNTY PIPELINE SEGMENTS | Val Verde County | TX | 78837 | VAL VERDE | CN604265710 | RN111636692 | Nondestructive pipeline testing expenditures – Radiography. | The following property is used 100% for pollution control and is installed to meet or exceed federal or state regulations: Nondestructive pipeline testing expenditures – Radiography. | 2023-04-05 | 3723520 | 100
24993 | T1 | ENERGY TRANSFER GC NGL PIPELINES LP | ENERGY TRANSFER GC NGL VAL VERDE COUNTY PIPELINE SEGMENTS | ENERGY TRANSFER GC NGL VAL VERDE COUNTY PIPELINE SEGMENTS | Val Verde County | TX | 78837 | VAL VERDE | CN604265710 | RN111636692 | Automatic Shut Off Valves (block valves equipped with an actuator to close the valves) installed at intervals along the pipeline. | The following property is used 100% for pollution control and is installed to meet or exceed federal or state regulations: Automatic Shut Off Valves (block valves equipped with an actuator to close the valves) installed at intervals along the pipeline. | 2023-04-07 | 511984 | 100
24994 | T1 | ENERGY TRANSFER GC NGL PIPELINES LP | ENERGY TRANSFER GC NGL VAL VERDE COUNTY PIPELINE SEGMENTS | ENERGY TRANSFER GC NGL VAL VERDE COUNTY PIPELINE SEGMENTS | Val Verde County | TX | 78837 | VAL VERDE | CN604265710 | RN111636692 | Sedimentation and erosion controls consisting of silt fences, sedimentation barriers, staked hay or straw bales, matting and diking. | The following property is used 100% for pollution control and is installed to meet or exceed federal or state regulations: The following property is used 100% for pollution control and is installed to meet or exceed federal or state regulations: Pipeline coatings and cathodic protection on the Canes Midstream G&P LLC Pipeline Segments in Upton County. | 2023-04-20 | 4654400 | 100
24995 | T1 | ENERGY TRANSFER GC NGL PIPELINES LP | ENERGY TRANSFER GC NGL UPTON COUNTY PIPELINE SEGMENTS | ENERGY TRANSFER GC NGL UPTON COUNTY PIPELINE SEGMENTS | Upton County | TX | 79778 | UPTON | CN604265710 | RN111636718 | Nondestructive pipeline testing expenditures – Radiography. | The following property is used 100% for pollution control and is installed to meet or exceed federal or state regulations: Nondestructive pipeline testing expenditures – Radiography. | 2023-04-05 | 2726272 | 100
24996 | T1 | ENERGY TRANSFER GC NGL PIPELINES LP | ENERGY TRANSFER GC NGL UPTON COUNTY PIPELINE SEGMENTS | ENERGY TRANSFER GC NGL UPTON COUNTY PIPELINE SEGMENTS | Upton County | TX | 79778 | UPTON | CN604265710 | RN111636718 | Automatic Shut Off Valves (block valves equipped with an actuator to close the valves) installed at intervals along the pipeline. | The following property is used 100% for pollution control and is installed to meet or exceed federal or state regulations: Automatic Shut Off Valves (block valves equipped with an actuator to close the valves) installed at intervals along the pipeline. | 2023-04-07 | 374862 | 100
24997 | T1 | ENERGY TRANSFER GC NGL PIPELINES LP | ENERGY TRANSFER GC NGL UPTON COUNTY PIPELINE SEGMENTS | ENERGY TRANSFER GC NGL UPTON COUNTY PIPELINE SEGMENTS | Upton County | TX | 79778 | UPTON | CN604265710 | RN111636718 | Sedimentation and erosion controls consisting of silt fences, sedimentation barriers, staked hay or straw bales, matting and diking. | The following property is used 100% for pollution control and is installed to meet or exceed federal or state regulations: The following property is used 100% for pollution control and is installed to meet or exceed federal or state regulations: Pipeline coatings and cathodic protection on the Canes Midstream G&P LLC Pipeline Segments in Upton County. | 2023-04-20 | 3407840 | 100
24998 | T1 | ENERGY TRANSFER GC NGL PIPELINES LP | ENERGY TRANSFER GC NGL TAYLOR COUNTY PIPELINE SEGMENTS | ENERGY TRANSFER GC NGL TAYLOR COUNTY PIPELINE SEGMENTS | Taylor County | TX | 79508 | TAYLOR | CN604265710 | RN111636726 | Nondestructive pipeline testing expenditures – Radiography. | The following property is used 100% for pollution control and is installed to meet or exceed federal or state regulations: Nondestructive pipeline testing expenditures – Radiography. | 2023-04-05 | 6266304 | 100
24999 | T1 | ENERGY TRANSFER GC NGL PIPELINES LP | ENERGY TRANSFER GC NGL TAYLOR COUNTY PIPELINE SEGMENTS | ENERGY TRANSFER GC NGL TAYLOR COUNTY PIPELINE SEGMENTS | Taylor County | TX | 79508 | TAYLOR | CN604265710 | RN111636726 | Automatic Shut Off Valves (block valves equipped with an actuator to close the valves) installed at intervals along the pipeline. | The following property is used 100% for pollution control and is installed to meet or exceed federal or state regulations: Automatic Shut Off Valves (block valves equipped with an actuator to close the valves) installed at intervals along the pipeline. | 2023-04-07 | 861616 | 100
25000 | T1 | ENERGY TRANSFER GC NGL PIPELINES LP | ENERGY TRANSFER GC NGL TAYLOR COUNTY PIPELINE SEGMENTS | ENERGY TRANSFER GC NGL TAYLOR COUNTY PIPELINE SEGMENTS | Taylor County | TX | 79508 | TAYLOR | CN604265710 | RN111636726 | Sedimentation and erosion controls consisting of silt fences, sedimentation barriers, staked hay or straw bales, matting and diking. | The following property is used 100% for pollution control and is installed to meet or exceed federal or state regulations: The following property is used 100% for pollution control and is installed to meet or exceed federal or state regulations: Pipeline coatings and cathodic protection on the Canes Midstream G&P LLC Pipeline Segments in Upton County. | 2023-04-20 | 7832880 | 100
25001 | T1 | ENERGY TRANSFER GC NGL PIPELINES LP | ENERGY TRANSFER GC NGL SAN JACINTO COUNTY PIPELINE SEGMENTS | ENERGY TRANSFER GC NGL SAN JACINTO COUNTY PIPELINE SEGMENTS | San Jacinto County | TX | 77331 | SAN JACINTO | CN604265710 | RN111636734 | Nondestructive pipeline testing expenditures – Radiography. | The following property is used 100% for pollution control and is installed to meet or exceed federal or state regulations: Nondestructive pipeline testing expenditures – Radiography. | 2023-04-05 | 3876600 | 100
25002 | T1 | ENERGY TRANSFER GC NGL PIPELINES LP | ENERGY TRANSFER GC NGL SAN JACINTO COUNTY PIPELINE SEGMENTS | ENERGY TRANSFER GC NGL SAN JACINTO COUNTY PIPELINE SEGMENTS | San Jacinto County | TX | 77331 | SAN JACINTO | CN604265710 | RN111636734 | Automatic Shut Off Valves (block valves equipped with an actuator to close the valves) installed at intervals along the pipeline. | The following property is used 100% for pollution control and is installed to meet or exceed federal or state regulations: Automatic Shut Off Valves (block valves equipped with an actuator to close the valves) installed at intervals along the pipeline. | 2023-04-07 | 533032 | 100
25003 | T1 | ENERGY TRANSFER GC NGL PIPELINES LP | ENERGY TRANSFER GC NGL SAN JACINTO COUNTY PIPELINE SEGMENTS | ENERGY TRANSFER GC NGL SAN JACINTO COUNTY PIPELINE SEGMENTS | San Jacinto County | TX | 77331 | SAN JACINTO | CN604265710 | RN111636734 | Sedimentation and erosion controls consisting of silt fences, sedimentation barriers, staked hay or straw bales, matting and diking. | The following property is used 100% for pollution control and is installed to meet or exceed federal or state regulations: The following property is used 100% for pollution control and is installed to meet or exceed federal or state regulations: Pipeline coatings and cathodic protection on the Canes Midstream G&P LLC Pipeline Segments in Upton County. | 2023-04-20 | 4845750 | 100
25004 | T1 | ENERGY TRANSFER GC NGL PIPELINES LP | ENERGY TRANSFER GC NGL REEVES COUNTY PIPELINE SEGMENTS | ENERGY TRANSFER GC NGL REEVES COUNTY PIPELINE SEGMENTS | Reeves County | TX | 79785 | REEVES | CN604265710 | RN111636742 | Nondestructive pipeline testing expenditures – Radiography. | The following property is used 100% for pollution control and is installed to meet or exceed federal or state regulations: Nondestructive pipeline testing expenditures – Radiography. | 2023-04-27 | 380928 | 100
25005 | T1 | ENERGY TRANSFER GC NGL PIPELINES LP | ENERGY TRANSFER GC NGL REEVES COUNTY PIPELINE SEGMENTS | ENERGY TRANSFER GC NGL REEVES COUNTY PIPELINE SEGMENTS | Reeves County | TX | 79785 | REEVES | CN604265710 | RN111636742 | Automatic Shut Off Valves (block valves equipped with an actuator to close the valves) installed at intervals along the pipeline. | The following property is used 100% for pollution control and is installed to meet or exceed federal or state regulations: Automatic Shut Off Valves (block valves equipped with an actuator to close the valves) installed at intervals along the pipeline. | 2023-04-11 | 52377 | 100
25006 | T1 | ENERGY TRANSFER GC NGL PIPELINES LP | ENERGY TRANSFER GC NGL REEVES COUNTY PIPELINE SEGMENTS | ENERGY TRANSFER GC NGL REEVES COUNTY PIPELINE SEGMENTS | Reeves County | TX | 79785 | REEVES | CN604265710 | RN111636742 | Sedimentation and erosion controls consisting of silt fences, sedimentation barriers, staked hay or straw bales, matting and diking. | The following property is used 100% for pollution control and is installed to meet or exceed federal or state regulations: The following property is used 100% for pollution control and is installed to meet or exceed federal or state regulations: Pipeline coatings and cathodic protection on the Canes Midstream G&P LLC Pipeline Segments in Upton County. | 2023-04-20 | 476160 | 100
25007 | T1 | ENERGY TRANSFER GC NGL PIPELINES LP | ENERGY TRANSFER GC NGL REAGAN COUNTY PIPELINE SEGMENTS | ENERGY TRANSFER GC NGL REAGAN COUNTY PIPELINE SEGMENTS | Reagan County | TX | 76932 | REAGAN | CN604265710 | RN111636981 | Nondestructive pipeline testing expenditures – Radiography. | The following property is used 100% for pollution control and is installed to meet or exceed federal or state regulations: Nondestructive pipeline testing expenditures – Radiography. | 2023-04-05 | 1719680 | 100
25008 | T1 | ENERGY TRANSFER GC NGL PIPELINES LP | ENERGY TRANSFER GC NGL REAGAN COUNTY PIPELINE SEGMENTS | ENERGY TRANSFER GC NGL REAGAN COUNTY PIPELINE SEGMENTS | Reagan County | TX | 76932 | REAGAN | CN604265710 | RN111636981 | Automatic Shut Off Valves (block valves equipped with an actuator to close the valves) installed at intervals along the pipeline. | The following property is used 100% for pollution control and is installed to meet or exceed federal or state regulations: Automatic Shut Off Valves (block valves equipped with an actuator to close the valves) installed at intervals along the pipeline. | 2023-04-07 | 236456 | 100
25009 | T1 | ENERGY TRANSFER GC NGL PIPELINES LP | ENERGY TRANSFER GC NGL REAGAN COUNTY PIPELINE SEGMENTS | ENERGY TRANSFER GC NGL REAGAN COUNTY PIPELINE SEGMENTS | Reagan County | TX | 76932 | REAGAN | CN604265710 | RN111636981 | Sedimentation and erosion controls consisting of silt fences, sedimentation barriers, staked hay or straw bales, matting and diking. | The following property is used 100% for pollution control and is installed to meet or exceed federal or state regulations: The following property is used 100% for pollution control and is installed to meet or exceed federal or state regulations: Pipeline coatings and cathodic protection on the Canes Midstream G&P LLC Pipeline Segments in Upton County. | 2023-04-20 | 2149600 | 100
25010 | T1 | ENERGY TRANSFER GC NGL PIPELINES LP | ENERGY TRANSFER GC NGL PECOS COUNTY PIPELINE SEGMENTS | ENERGY TRANSFER GC NGL PECOS COUNTY PIPELINE SEGMENTS | Pecos County | TX | 79735 | PECOS | CN604265710 | RN111636999 | Nondestructive pipeline testing expenditures – Radiography. | The following property is used 100% for pollution control and is installed to meet or exceed federal or state regulations: Nondestructive pipeline testing expenditures – Radiography. | 2023-04-05 | 778320 | 100
25011 | T1 | ENERGY TRANSFER GC NGL PIPELINES LP | ENERGY TRANSFER GC NGL PECOS COUNTY PIPELINE SEGMENTS | ENERGY TRANSFER GC NGL PECOS COUNTY PIPELINE SEGMENTS | Pecos County | TX | 79735 | PECOS | CN604265710 | RN111636999 | Automatic Shut Off Valves (block valves equipped with an actuator to close the valves) installed at intervals along the pipeline. | The following property is used 100% for pollution control and is installed to meet or exceed federal or state regulations: Automatic Shut Off Valves (block valves equipped with an actuator to close the valves) installed at intervals along the pipeline. | 2023-04-07 | 107019 | 100
25012 | T1 | ENERGY TRANSFER GC NGL PIPELINES LP | ENERGY TRANSFER GC NGL PECOS COUNTY PIPELINE SEGMENTS | ENERGY TRANSFER GC NGL PECOS COUNTY PIPELINE SEGMENTS | Pecos County | TX | 79735 | PECOS | CN604265710 | RN111636999 | Sedimentation and erosion controls consisting of silt fences, sedimentation barriers, staked hay or straw bales, matting and diking. | The following property is used 100% for pollution control and is installed to meet or exceed federal or state regulations: The following property is used 100% for pollution control and is installed to meet or exceed federal or state regulations: Pipeline coatings and cathodic protection on the Canes Midstream G&P LLC Pipeline Segments in Upton County. | 2023-04-20 | 972900 | 100
25013 | T1 | ENERGY TRANSFER GC NGL PIPELINES LP | ENERGY TRANSFER GC NGL NOLAN COUNTY PIPELINE SEGMENTS | ENERGY TRANSFER GC NGL NOLAN COUNTY PIPELINE SEGMENTS | Nolan County | TX | 79535 | NOLAN | CN604265710 | RN111637005 | Nondestructive pipeline testing expenditures – Radiography. | The following property is used 100% for pollution control and is installed to meet or exceed federal or state regulations: Nondestructive pipeline testing expenditures – Radiography. | 2023-04-05 | 6197856 | 100
25014 | T1 | ENERGY TRANSFER GC NGL PIPELINES LP | ENERGY TRANSFER GC NGL NOLAN COUNTY PIPELINE SEGMENTS | ENERGY TRANSFER GC NGL NOLAN COUNTY PIPELINE SEGMENTS | Nolan County | TX | 79535 | NOLAN | CN604265710 | RN111637005 | Automatic Shut Off Valves (block valves equipped with an actuator to close the valves) installed at intervals along the pipeline. | The following property is used 100% for pollution control and is installed to meet or exceed federal or state regulations: Automatic Shut Off Valves (block valves equipped with an actuator to close the valves) installed at intervals along the pipeline. | 2023-04-15 | 852205 | 100
25015 | T1 | ENERGY TRANSFER GC NGL PIPELINES LP | ENERGY TRANSFER GC NGL NOLAN COUNTY PIPELINE SEGMENTS | ENERGY TRANSFER GC NGL NOLAN COUNTY PIPELINE SEGMENTS | Nolan County | TX | 79535 | NOLAN | CN604265710 | RN111637005 | Sedimentation and erosion controls consisting of silt fences, sedimentation barriers, staked hay or straw bales, matting and diking. | The following property is used 100% for pollution control and is installed to meet or exceed federal or state regulations: The following property is used 100% for pollution control and is installed to meet or exceed federal or state regulations: Pipeline coatings and cathodic protection on the Canes Midstream G&P LLC Pipeline Segments in Upton County. | 2023-04-20 | 7747320 | 100
25016 | T1 | ENERGY TRANSFER GC NGL PIPELINES LP | ENERGY TRANSFER GC NGL NAVARRO COUNTY PIPELINE SEGMENTS | ENERGY TRANSFER GC NGL NAVARRO COUNTY PIPELINE SEGMENTS | Navarro County | TX | 75153 | NAVARRO | CN604265710 | RN111637021 | Nondestructive pipeline testing expenditures – Radiography. | The following property is used 100% for pollution control and is installed to meet or exceed federal or state regulations: Nondestructive pipeline testing expenditures – Radiography. | 2023-04-05 | 2154120 | 100
25017 | T1 | ENERGY TRANSFER GC NGL PIPELINES LP | ENERGY TRANSFER GC NGL NAVARRO COUNTY PIPELINE SEGMENTS | ENERGY TRANSFER GC NGL NAVARRO COUNTY PIPELINE SEGMENTS | Navarro County | TX | 75153 | NAVARRO | CN604265710 | RN111637021 | Automatic Shut Off Valves (block valves equipped with an actuator to close the valves) installed at intervals along the pipeline. | The following property is used 100% for pollution control and is installed to meet or exceed federal or state regulations: Automatic Shut Off Valves (block valves equipped with an actuator to close the valves) installed at intervals along the pipeline. | 2023-04-07 | 296191 | 100
25018 | T1 | ENERGY TRANSFER GC NGL PIPELINES LP | ENERGY TRANSFER GC NGL NAVARRO COUNTY PIPELINE SEGMENTS | ENERGY TRANSFER GC NGL NAVARRO COUNTY PIPELINE SEGMENTS | Navarro County | TX | 75153 | NAVARRO | CN604265710 | RN111637021 | Sedimentation and erosion controls consisting of silt fences, sedimentation barriers, staked hay or straw bales, matting and diking. | The following property is used 100% for pollution control and is installed to meet or exceed federal or state regulations: The following property is used 100% for pollution control and is installed to meet or exceed federal or state regulations: Pipeline coatings and cathodic protection on the Canes Midstream G&P LLC Pipeline Segments in Upton County. | 2023-04-21 | 2692650 | 100
25019 | T1 | ENERGY TRANSFER GC NGL PIPELINES LP | ENERGY TRANSFER GC NGL MITCHELL COUNTY PIPELINE SEGMENTS | ENERGY TRANSFER GC NGL MITCHELL COUNTY PIPELINE SEGMENTS | Mitchell County | TX | 79512 | MITCHELL | CN604265710 | RN111637039 | Nondestructive pipeline testing expenditures – Radiography. | The following property is used 100% for pollution control and is installed to meet or exceed federal or state regulations: Nondestructive pipeline testing expenditures – Radiography. | 2023-04-05 | 6385248 | 100
25020 | T1 | ENERGY TRANSFER GC NGL PIPELINES LP | ENERGY TRANSFER GC NGL MITCHELL COUNTY PIPELINE SEGMENTS | ENERGY TRANSFER GC NGL MITCHELL COUNTY PIPELINE SEGMENTS | Mitchell County | TX | 79512 | MITCHELL | CN604265710 | RN111637039 | Automatic Shut Off Valves (block valves equipped with an actuator to close the valves) installed at intervals along the pipeline. | The following property is used 100% for pollution control and is installed to meet or exceed federal or state regulations: Automatic Shut Off Valves (block valves equipped with an actuator to close the valves) installed at intervals along the pipeline. | 2023-04-07 | 877971 | 100
25021 | T1 | ENERGY TRANSFER GC NGL PIPELINES LP | ENERGY TRANSFER GC NGL MITCHELL COUNTY PIPELINE SEGMENTS | ENERGY TRANSFER GC NGL MITCHELL COUNTY PIPELINE SEGMENTS | Mitchell County | TX | 79512 | MITCHELL | CN604265710 | RN111637039 | Sedimentation and erosion controls consisting of silt fences, sedimentation barriers, staked hay or straw bales, matting and diking. | The following property is used 100% for pollution control and is installed to meet or exceed federal or state regulations: The following property is used 100% for pollution control and is installed to meet or exceed federal or state regulations: Pipeline coatings and cathodic protection on the Canes Midstream G&P LLC Pipeline Segments in Upton County. | 2023-04-21 | 7981560 | 100
25022 | T1 | ENERGY TRANSFER GC NGL PIPELINES LP | ENERGY TRANSFER GC NGL MIDLAND COUNTY PIPELINE SEGMENTS | ENERGY TRANSFER GC NGL MIDLAND COUNTY PIPELINE SEGMENTS | Midland County | TX | 79701 | MIDLAND | CN604265710 | RN111637047 | Nondestructive pipeline testing expenditures – Radiography. | The following property is used 100% for pollution control and is installed to meet or exceed federal or state regulations: Nondestructive pipeline testing expenditures – Radiography. | 2023-04-05 | 6450019 | 100
25023 | T1 | ENERGY TRANSFER GC NGL PIPELINES LP | ENERGY TRANSFER GC NGL MIDLAND COUNTY PIPELINE SEGMENTS | ENERGY TRANSFER GC NGL MIDLAND COUNTY PIPELINE SEGMENTS | Midland County | TX | 79701 | MIDLAND | CN604265710 | RN111637047 | Automatic Shut Off Valves (block valves equipped with an actuator to close the valves) installed at intervals along the pipeline. | The following property is used 100% for pollution control and is installed to meet or exceed federal or state regulations: Automatic Shut Off Valves (block valves equipped with an actuator to close the valves) installed at intervals along the pipeline. | 2023-04-07 | 886877 | 100
25024 | T1 | ENERGY TRANSFER GC NGL PIPELINES LP | ENERGY TRANSFER GC NGL MIDLAND COUNTY PIPELINE SEGMENTS | ENERGY TRANSFER GC NGL MIDLAND COUNTY PIPELINE SEGMENTS | Midland County | TX | 79701 | MIDLAND | CN604265710 | RN111637047 | Sedimentation and erosion controls consisting of silt fences, sedimentation barriers, staked hay or straw bales, matting and diking. | The following property is used 100% for pollution control and is installed to meet or exceed federal or state regulations: The following property is used 100% for pollution control and is installed to meet or exceed federal or state regulations: Pipeline coatings and cathodic protection on the Canes Midstream G&P LLC Pipeline Segments in Upton County. | 2023-04-21 | 8062524 | 100
25025 | T1 | ENERGY TRANSFER GC NGL PIPELINES LP | ENERGY TRANSFER GC NGL MAVERICK COUNTY PIPELINE SEGMENTS | ENERGY TRANSFER GC NGL MAVERICK COUNTY PIPELINE SEGMENTS | Maverick County | TX | 78852 | MAVERICK | CN604265710 | RN111637054 | Nondestructive pipeline testing expenditures – Radiography. | The following property is used 100% for pollution control and is installed to meet or exceed federal or state regulations: Nondestructive pipeline testing expenditures – Radiography. | 2023-04-05 | 107520 | 100
25026 | T1 | ENERGY TRANSFER GC NGL PIPELINES LP | ENERGY TRANSFER GC NGL MAVERICK COUNTY PIPELINE SEGMENTS | ENERGY TRANSFER GC NGL MAVERICK COUNTY PIPELINE SEGMENTS | Maverick County | TX | 78852 | MAVERICK | CN604265710 | RN111637054 | Automatic Shut Off Valves (block valves equipped with an actuator to close the valves) installed at intervals along the pipeline. | The following property is used 100% for pollution control and is installed to meet or exceed federal or state regulations: Automatic Shut Off Valves (block valves equipped with an actuator to close the valves) installed at intervals along the pipeline. | 2023-04-07 | 14784 | 100
25027 | T1 | ENERGY TRANSFER GC NGL PIPELINES LP | ENERGY TRANSFER GC NGL MAVERICK COUNTY PIPELINE SEGMENTS | ENERGY TRANSFER GC NGL MAVERICK COUNTY PIPELINE SEGMENTS | Maverick County | TX | 78852 | MAVERICK | CN604265710 | RN111637054 | Sedimentation and erosion controls consisting of silt fences, sedimentation barriers, staked hay or straw bales, matting and diking. | The following property is used 100% for pollution control and is installed to meet or exceed federal or state regulations: The following property is used 100% for pollution control and is installed to meet or exceed federal or state regulations: Pipeline coatings and cathodic protection on the Canes Midstream G&P LLC Pipeline Segments in Upton County. | 2023-04-21 | 134400 | 100
25028 | T1 | ENERGY TRANSFER GC NGL PIPELINES LP | ENERGY TRANSFER GC NGL MARTIN COUNTY PIPELINE SEGMENTS | ENERGY TRANSFER GC NGL MARTIN COUNTY PIPELINE SEGMENTS | Martin County | TX | 79749 | MARTIN | CN604265710 | RN111637062 | Nondestructive pipeline testing expenditures – Radiography. | The following property is used 100% for pollution control and is installed to meet or exceed federal or state regulations: Nondestructive pipeline testing expenditures – Radiography. | 2023-04-05 | 2910024 | 100
25029 | T1 | ENERGY TRANSFER GC NGL PIPELINES LP | ENERGY TRANSFER GC NGL MARTIN COUNTY PIPELINE SEGMENTS | ENERGY TRANSFER GC NGL MARTIN COUNTY PIPELINE SEGMENTS | Martin County | TX | 79749 | MARTIN | CN604265710 | RN111637062 | Automatic Shut Off Valves (block valves equipped with an actuator to close the valves) installed at intervals along the pipeline. | The following property is used 100% for pollution control and is installed to meet or exceed federal or state regulations: Automatic Shut Off Valves (block valves equipped with an actuator to close the valves) installed at intervals along the pipeline. | 2023-04-07 | 400128 | 100
25030 | T1 | ENERGY TRANSFER GC NGL PIPELINES LP | ENERGY TRANSFER GC NGL MARTIN COUNTY PIPELINE SEGMENTS | ENERGY TRANSFER GC NGL MARTIN COUNTY PIPELINE SEGMENTS | Martin County | TX | 79749 | MARTIN | CN604265710 | RN111637062 | Sedimentation and erosion controls consisting of silt fences, sedimentation barriers, staked hay or straw bales, matting and diking. | The following property is used 100% for pollution control and is installed to meet or exceed federal or state regulations: The following property is used 100% for pollution control and is installed to meet or exceed federal or state regulations: Pipeline coatings and cathodic protection on the Canes Midstream G&P LLC Pipeline Segments in Upton County. | 2023-04-24 | 3637530 | 100
25031 | T1 | ENERGY TRANSFER GC NGL PIPELINES LP | ENERGY TRANSFER GC NGL LIBERTY COUNTY PIPELINE SEGMENTS | ENERGY TRANSFER GC NGL LIBERTY COUNTY PIPELINE SEGMENTS | Liberty County | TX | 77535 | LIBERTY | CN604265710 | RN111637070 | Nondestructive pipeline testing expenditures – Radiography. | The following property is used 100% for pollution control and is installed to meet or exceed federal or state regulations: Nondestructive pipeline testing expenditures – Radiography. | 2023-04-05 | 5235520 | 100
25032 | T1 | ENERGY TRANSFER GC NGL PIPELINES LP | ENERGY TRANSFER GC NGL LIBERTY COUNTY PIPELINE SEGMENTS | ENERGY TRANSFER GC NGL LIBERTY COUNTY PIPELINE SEGMENTS | Liberty County | TX | 77535 | LIBERTY | CN604265710 | RN111637070 | Automatic Shut Off Valves (block valves equipped with an actuator to close the valves) installed at intervals along the pipeline. | The following property is used 100% for pollution control and is installed to meet or exceed federal or state regulations: Automatic Shut Off Valves (block valves equipped with an actuator to close the valves) installed at intervals along the pipeline. | 2023-04-07 | 719884 | 100
25033 | T1 | ENERGY TRANSFER GC NGL PIPELINES LP | ENERGY TRANSFER GC NGL LIBERTY COUNTY PIPELINE SEGMENTS | ENERGY TRANSFER GC NGL LIBERTY COUNTY PIPELINE SEGMENTS | Liberty County | TX | 77535 | LIBERTY | CN604265710 | RN111637070 | Sedimentation and erosion controls consisting of silt fences, sedimentation barriers, staked hay or straw bales, matting and diking. | The following property is used 100% for pollution control and is installed to meet or exceed federal or state regulations: The following property is used 100% for pollution control and is installed to meet or exceed federal or state regulations: Pipeline coatings and cathodic protection on the Canes Midstream G&P LLC Pipeline Segments in Upton County. | 2023-04-24 | 6544400 | 100
25034 | T1 | ENERGY TRANSFER GC NGL PIPELINES LP | ENERGY TRANSFER GC NGL LEON COUNTY PIPELINE SEGMENTS | ENERGY TRANSFER GC NGL LEON COUNTY PIPELINE SEGMENTS | Leon County | TX | 75833 | LEON | CN604265710 | RN111637088 | Nondestructive pipeline testing expenditures – Radiography. | The following property is used 100% for pollution control and is installed to meet or exceed federal or state regulations: Nondestructive pipeline testing expenditures – Radiography. | 2023-04-05 | 1028640 | 100
25035 | T1 | ENERGY TRANSFER GC NGL PIPELINES LP | ENERGY TRANSFER GC NGL LEON COUNTY PIPELINE SEGMENTS | ENERGY TRANSFER GC NGL LEON COUNTY PIPELINE SEGMENTS | Leon County | TX | 75833 | LEON | CN604265710 | RN111637088 | Automatic Shut Off Valves (block valves equipped with an actuator to close the valves) installed at intervals along the pipeline. | The following property is used 100% for pollution control and is installed to meet or exceed federal or state regulations: Automatic Shut Off Valves (block valves equipped with an actuator to close the valves) installed at intervals along the pipeline. | 2023-04-07 | 141438 | 100
25036 | T1 | ENERGY TRANSFER GC NGL PIPELINES LP | ENERGY TRANSFER GC NGL LAVACA COUNTY PIPELINE SEGMENTS | ENERGY TRANSFER GC NGL LAVACA COUNTY PIPELINE SEGMENTS | Lavaca County | TX | 77964 | LAVACA | CN604265710 | RN111637096 | Nondestructive pipeline testing expenditures – Radiography. | The following property is used 100% for pollution control and is installed to meet or exceed federal or state regulations: Nondestructive pipeline testing expenditures – Radiography. | 2023-04-06 | 491520 | 100
25037 | T1 | ENERGY TRANSFER GC NGL PIPELINES LP | ENERGY TRANSFER GC NGL LEON COUNTY PIPELINE SEGMENTS | ENERGY TRANSFER GC NGL LEON COUNTY PIPELINE SEGMENTS | Leon County | TX | 75833 | LEON | CN604265710 | RN111637088 | Sedimentation and erosion controls consisting of silt fences, sedimentation barriers, staked hay or straw bales, matting and diking. | The following property is used 100% for pollution control and is installed to meet or exceed federal or state regulations: The following property is used 100% for pollution control and is installed to meet or exceed federal or state regulations: Pipeline coatings and cathodic protection on the Canes Midstream G&P LLC Pipeline Segments in Upton County. | 2023-04-24 | 1285800 | 100
25038 | T1 | ENERGY TRANSFER GC NGL PIPELINES LP | ENERGY TRANSFER GC NGL LAVACA COUNTY PIPELINE SEGMENTS | ENERGY TRANSFER GC NGL LAVACA COUNTY PIPELINE SEGMENTS | Lavaca County | TX | 77964 | LAVACA | CN604265710 | RN111637096 | Automatic Shut Off Valves (block valves equipped with an actuator to close the valves) installed at intervals along the pipeline. | The following property is used 100% for pollution control and is installed to meet or exceed federal or state regulations: Automatic Shut Off Valves (block valves equipped with an actuator to close the valves) installed at intervals along the pipeline. | 2023-04-07 | 67584 | 100
25039 | T1 | ENERGY TRANSFER GC NGL PIPELINES LP | ENERGY TRANSFER GC NGL LAVACA COUNTY PIPELINE SEGMENTS | ENERGY TRANSFER GC NGL LAVACA COUNTY PIPELINE SEGMENTS | Lavaca County | TX | 77964 | LAVACA | CN604265710 | RN111637096 | Sedimentation and erosion controls consisting of silt fences, sedimentation barriers, staked hay or straw bales, matting and diking. | The following property is used 100% for pollution control and is installed to meet or exceed federal or state regulations: The following property is used 100% for pollution control and is installed to meet or exceed federal or state regulations: Pipeline coatings and cathodic protection on the Canes Midstream G&P LLC Pipeline Segments in Upton County. | 2023-04-24 | 614400 | 100
25040 | T1 | ENERGY TRANSFER GC NGL PIPELINES LP | ENERGY TRANSFER GC NGL KINNEY COUNTY PIPELINE SEGMENTS | ENERGY TRANSFER GC NGL KINNEY COUNTY PIPELINE SEGMENTS | Kinney County | TX | 78832 | KINNEY | CN604265710 | RN111637104 | Nondestructive pipeline testing expenditures – Radiography. | The following property is used 100% for pollution control and is installed to meet or exceed federal or state regulations: Nondestructive pipeline testing expenditures – Radiography. | 2023-04-06 | 3265280 | 100
25041 | T1 | ENERGY TRANSFER GC NGL PIPELINES LP | ENERGY TRANSFER GC NGL KINNEY COUNTY PIPELINE SEGMENTS | ENERGY TRANSFER GC NGL KINNEY COUNTY PIPELINE SEGMENTS | Kinney County | TX | 78832 | KINNEY | CN604265710 | RN111637104 | Automatic Shut Off Valves (block valves equipped with an actuator to close the valves) installed at intervals along the pipeline. | The following property is used 100% for pollution control and is installed to meet or exceed federal or state regulations: Automatic Shut Off Valves (block valves equipped with an actuator to close the valves) installed at intervals along the pipeline. | 2023-04-07 | 448976 | 100
25042 | T1 | ENERGY TRANSFER GC NGL PIPELINES LP | ENERGY TRANSFER GC NGL KINNEY COUNTY PIPELINE SEGMENTS | ENERGY TRANSFER GC NGL KINNEY COUNTY PIPELINE SEGMENTS | Kinney County | TX | 78832 | KINNEY | CN604265710 | RN111637104 | Sedimentation and erosion controls consisting of silt fences, sedimentation barriers, staked hay or straw bales, matting and diking. | The following property is used 100% for pollution control and is installed to meet or exceed federal or state regulations: The following property is used 100% for pollution control and is installed to meet or exceed federal or state regulations: Pipeline coatings and cathodic protection on the Canes Midstream G&P LLC Pipeline Segments in Upton County. | 2023-04-24 | 4081600 | 100
25043 | T1 | ENERGY TRANSFER GC NGL PIPELINES LP | ENERGY TRANSFER GC NGL JOHNSON COUNTY PIPELINE SEGMENTS | ENERGY TRANSFER GC NGL JOHNSON COUNTY PIPELINE SEGMENTS | Johnson County | TX | 76044 | JOHNSON | CN604265710 | RN111637120 | Nondestructive pipeline testing expenditures – Radiography. | The following property is used 100% for pollution control and is installed to meet or exceed federal or state regulations: Nondestructive pipeline testing expenditures – Radiography. | 2023-04-06 | 731520 | 100
25044 | T1 | ENERGY TRANSFER GC NGL PIPELINES LP | ENERGY TRANSFER GC NGL JOHNSON COUNTY PIPELINE SEGMENTS | ENERGY TRANSFER GC NGL JOHNSON COUNTY PIPELINE SEGMENTS | Johnson County | TX | 76044 | JOHNSON | CN604265710 | RN111637120 | Automatic Shut Off Valves (block valves equipped with an actuator to close the valves) installed at intervals along the pipeline. | The following property is used 100% for pollution control and is installed to meet or exceed federal or state regulations: Automatic Shut Off Valves (block valves equipped with an actuator to close the valves) installed at intervals along the pipeline. | 2023-04-07 | 100584 | 100
25045 | T1 | ENERGY TRANSFER GC NGL PIPELINES LP | ENERGY TRANSFER GC NGL JOHNSON COUNTY PIPELINE SEGMENTS | ENERGY TRANSFER GC NGL JOHNSON COUNTY PIPELINE SEGMENTS | Johnson County | TX | 76044 | JOHNSON | CN604265710 | RN111637120 | Sedimentation and erosion controls consisting of silt fences, sedimentation barriers, staked hay or straw bales, matting and diking. | The following property is used 100% for pollution control and is installed to meet or exceed federal or state regulations: The following property is used 100% for pollution control and is installed to meet or exceed federal or state regulations: Pipeline coatings and cathodic protection on the Canes Midstream G&P LLC Pipeline Segments in Upton County. | 2023-04-24 | 914400 | 100
25046 | T1 | ENERGY TRANSFER GC NGL PIPELINES LP | ENERGY TRANSFER GC NGL JACKSON COUNTY PIPELINE SEGMENTS | ENERGY TRANSFER GC NGL JACKSON COUNTY PIPELINE SEGMENTS, EDNA, TX 77957 | Jackson County | TX | 77957 | JACKSON | CN604265710 | RN111637138 | Nondestructive pipeline testing expenditures – Radiography. | The following property is used 100% for pollution control and is installed to meet or exceed federal or state regulations: Nondestructive pipeline testing expenditures – Radiography. | 2023-04-06 | 1264000 | 100
25047 | T1 | ENERGY TRANSFER GC NGL PIPELINES LP | ENERGY TRANSFER GC NGL JACKSON COUNTY PIPELINE SEGMENTS | ENERGY TRANSFER GC NGL JACKSON COUNTY PIPELINE SEGMENTS, EDNA, TX 77957 | Jackson County | TX | 77957 | JACKSON | CN604265710 | RN111637138 | Automatic Shut Off Valves (block valves equipped with an actuator to close the valves) installed at intervals along the pipeline. | The following property is used 100% for pollution control and is installed to meet or exceed federal or state regulations: Automatic Shut Off Valves (block valves equipped with an actuator to close the valves) installed at intervals along the pipeline. | 2023-04-07 | 173800 | 100
25048 | T1 | ENERGY TRANSFER GC NGL PIPELINES LP | ENERGY TRANSFER GC NGL JACKSON COUNTY PIPELINE SEGMENTS | ENERGY TRANSFER GC NGL JACKSON COUNTY PIPELINE SEGMENTS, EDNA, TX 77957 | Jackson County | TX | 77957 | JACKSON | CN604265710 | RN111637138 | Sedimentation and erosion controls consisting of silt fences, sedimentation barriers, staked hay or straw bales, matting and diking. | The following property is used 100% for pollution control and is installed to meet or exceed federal or state regulations: The following property is used 100% for pollution control and is installed to meet or exceed federal or state regulations: Pipeline coatings and cathodic protection on the Canes Midstream G&P LLC Pipeline Segments in Upton County. | 2023-04-24 | 1580000 | 100
25049 | T1 | ENERGY TRANSFER GC NGL PIPELINES LP | ENERGY TRANSFER GC NGL HOWARD COUNTY PIPELINE SEGMENTS | ENERGY TRANSFER GC NGL HOWARD COUNTY PIPELINE SEGMENTS, BIG SPRING, TX 79721 | Howard County | TX | 79721 | HOWARD | CN604265710 | RN111637146 | Nondestructive pipeline testing expenditures – Radiography. | The following property is used 100% for pollution control and is installed to meet or exceed federal or state regulations: Nondestructive pipeline testing expenditures – Radiography. | 2023-04-06 | 6221088 | 100
25050 | T1 | ENERGY TRANSFER GC NGL PIPELINES LP | ENERGY TRANSFER GC NGL HOWARD COUNTY PIPELINE SEGMENTS | ENERGY TRANSFER GC NGL HOWARD COUNTY PIPELINE SEGMENTS, BIG SPRING, TX 79721 | Howard County | TX | 79721 | HOWARD | CN604265710 | RN111637146 | Automatic Shut Off Valves (block valves equipped with an actuator to close the valves) installed at intervals along the pipeline. | The following property is used 100% for pollution control and is installed to meet or exceed federal or state regulations: Automatic Shut Off Valves (block valves equipped with an actuator to close the valves) installed at intervals along the pipeline. | 2023-04-07 | 855399 | 100
25051 | T1 | ENERGY TRANSFER GC NGL PIPELINES LP | ENERGY TRANSFER GC NGL HOWARD COUNTY PIPELINE SEGMENTS | ENERGY TRANSFER GC NGL HOWARD COUNTY PIPELINE SEGMENTS, BIG SPRING, TX 79721 | Howard County | TX | 79721 | HOWARD | CN604265710 | RN111637146 | Sedimentation and erosion controls consisting of silt fences, sedimentation barriers, staked hay or straw bales, matting and diking. | The following property is used 100% for pollution control and is installed to meet or exceed federal or state regulations: The following property is used 100% for pollution control and is installed to meet or exceed federal or state regulations: Pipeline coatings and cathodic protection on the Canes Midstream G&P LLC Pipeline Segments in Upton County. | 2023-04-24 | 7776360 | 100
25052 | T1 | ENERGY TRANSFER GC NGL PIPELINES LP | ENERGY TRANSFER GC NGL HOUSTON COUNTY PIPELINE SEGMENTS | ENERGY TRANSFER GC NGL HOUSTON COUNTY PIPELINE SEGMENTS, CROCKETT, TX 75835 | Houston County | TX | 75835 | HOUSTON | CN604265710 | RN111637153 | Nondestructive pipeline testing expenditures – Radiography. | The following property is used 100% for pollution control and is installed to meet or exceed federal or state regulations: Nondestructive pipeline testing expenditures – Radiography. | 2023-04-06 | 5019800 | 100
25053 | T1 | ENERGY TRANSFER GC NGL PIPELINES LP | ENERGY TRANSFER GC NGL HOUSTON COUNTY PIPELINE SEGMENTS | ENERGY TRANSFER GC NGL HOUSTON COUNTY PIPELINE SEGMENTS, CROCKETT, TX 75835 | Houston County | TX | 75835 | HOUSTON | CN604265710 | RN111637153 | Automatic Shut Off Valves (block valves equipped with an actuator to close the valves) installed at intervals along the pipeline. | The following property is used 100% for pollution control and is installed to meet or exceed federal or state regulations: Automatic Shut Off Valves (block valves equipped with an actuator to close the valves) installed at intervals along the pipeline. | 2023-04-08 | 690222 | 100
25054 | T1 | ENERGY TRANSFER GC NGL PIPELINES LP | ENERGY TRANSFER GC NGL HOUSTON COUNTY PIPELINE SEGMENTS | ENERGY TRANSFER GC NGL HOUSTON COUNTY PIPELINE SEGMENTS, CROCKETT, TX 75835 | Houston County | TX | 75835 | HOUSTON | CN604265710 | RN111637153 | Sedimentation and erosion controls consisting of silt fences, sedimentation barriers, staked hay or straw bales, matting and diking. | The following property is used 100% for pollution control and is installed to meet or exceed federal or state regulations: The following property is used 100% for pollution control and is installed to meet or exceed federal or state regulations: Pipeline coatings and cathodic protection on the Canes Midstream G&P LLC Pipeline Segments in Upton County. | 2023-04-24 | 6274750 | 100
25055 | T1 | ENERGY TRANSFER GC NGL PIPELINES LP | ENERGY TRANSFER GC NGL HILL COUNTY PIPELINE SEGMENTS | ENERGY TRANSFER GC NGL HILL COUNTY PIPELINE SEGMENTS, HILLSBORO, TX 76645 | Hill County | TX | 76645 | HILL | CN604265710 | RN111637161 | Nondestructive pipeline testing expenditures – Radiography. | The following property is used 100% for pollution control and is installed to meet or exceed federal or state regulations: Nondestructive pipeline testing expenditures – Radiography. | 2023-04-06 | 5790120 | 100
25056 | T1 | ENERGY TRANSFER GC NGL PIPELINES LP | ENERGY TRANSFER GC NGL HILL COUNTY PIPELINE SEGMENTS | ENERGY TRANSFER GC NGL HILL COUNTY PIPELINE SEGMENTS, HILLSBORO, TX 76645 | Hill County | TX | 76645 | HILL | CN604265710 | RN111637161 | Automatic Shut Off Valves (block valves equipped with an actuator to close the valves) installed at intervals along the pipeline. | The following property is used 100% for pollution control and is installed to meet or exceed federal or state regulations: Automatic Shut Off Valves (block valves equipped with an actuator to close the valves) installed at intervals along the pipeline. | 2023-04-07 | 796141 | 100
25057 | T1 | ENERGY TRANSFER GC NGL PIPELINES LP | ENERGY TRANSFER GC NGL HILL COUNTY PIPELINE SEGMENTS | ENERGY TRANSFER GC NGL HILL COUNTY PIPELINE SEGMENTS, HILLSBORO, TX 76645 | Hill County | TX | 76645 | HILL | CN604265710 | RN111637161 | Sedimentation and erosion controls consisting of silt fences, sedimentation barriers, staked hay or straw bales, matting and diking. | The following property is used 100% for pollution control and is installed to meet or exceed federal or state regulations: The following property is used 100% for pollution control and is installed to meet or exceed federal or state regulations: Pipeline coatings and cathodic protection on the Canes Midstream G&P LLC Pipeline Segments in Upton County. | 2023-04-26 | 7237650 | 100
25058 | T1 | ENERGY TRANSFER GC NGL PIPELINES LP | ENERGY TRANSFER GC NGL GLASSCOCK COUNTY PIPELINE SEGMENTS | ENERGY TRANSFER GC NGL GLASSCOCK COUNTY PIPELINE SEGMENTS, GARDEN CITY, TX 79739 | Glasscock County | TX | 79739 | GLASSCOCK | CN604265710 | RN111637179 | Nondestructive pipeline testing expenditures – Radiography. | The following property is used 100% for pollution control and is installed to meet or exceed federal or state regulations: Nondestructive pipeline testing expenditures – Radiography. | 2023-04-06 | 159040 | 100
25059 | T1 | ENERGY TRANSFER GC NGL PIPELINES LP | ENERGY TRANSFER GC NGL GLASSCOCK COUNTY PIPELINE SEGMENTS | ENERGY TRANSFER GC NGL GLASSCOCK COUNTY PIPELINE SEGMENTS, GARDEN CITY, TX 79739 | Glasscock County | TX | 79739 | GLASSCOCK | CN604265710 | RN111637179 | Automatic Shut Off Valves (block valves equipped with an actuator to close the valves) installed at intervals along the pipeline. | The following property is used 100% for pollution control and is installed to meet or exceed federal or state regulations: Automatic Shut Off Valves (block valves equipped with an actuator to close the valves) installed at intervals along the pipeline. | 2023-04-07 | 21868 | 100
25060 | T1 | ENERGY TRANSFER GC NGL PIPELINES LP | ENERGY TRANSFER GC NGL GLASSCOCK COUNTY PIPELINE SEGMENTS | ENERGY TRANSFER GC NGL GLASSCOCK COUNTY PIPELINE SEGMENTS, GARDEN CITY, TX 79739 | Glasscock County | TX | 79739 | GLASSCOCK | CN604265710 | RN111637179 | Sedimentation and erosion controls consisting of silt fences, sedimentation barriers, staked hay or straw bales, matting and diking. | The following property is used 100% for pollution control and is installed to meet or exceed federal or state regulations: The following property is used 100% for pollution control and is installed to meet or exceed federal or state regulations: Pipeline coatings and cathodic protection on the Canes Midstream G&P LLC Pipeline Segments in Upton County. | 2023-04-26 | 198800 | 100
25061 | T1 | ENERGY TRANSFER GC NGL PIPELINES LP | ENERGY TRANSFER GC NGL FRIO COUNTY PIPELINE SEGMENTS | ENERGY TRANSFER GC NGL FRIO COUNTY PIPELINE SEGMENTS, PEARSALL, TX 78061 | Frio County | TX | 78061 | FRIO | CN604265710 | RN111637187 | Nondestructive pipeline testing expenditures – Radiography. | The following property is used 100% for pollution control and is installed to meet or exceed federal or state regulations: Nondestructive pipeline testing expenditures – Radiography. | 2023-04-07 | 2543360 | 100
25062 | T1 | ENERGY TRANSFER GC NGL PIPELINES LP | ENERGY TRANSFER GC NGL FRIO COUNTY PIPELINE SEGMENTS | ENERGY TRANSFER GC NGL FRIO COUNTY PIPELINE SEGMENTS, PEARSALL, TX 78061 | Frio County | TX | 78061 | FRIO | CN604265710 | RN111637187 | Automatic Shut Off Valves (block valves equipped with an actuator to close the valves) installed at intervals along the pipeline. | The following property is used 100% for pollution control and is installed to meet or exceed federal or state regulations: Automatic Shut Off Valves (block valves equipped with an actuator to close the valves) installed at intervals along the pipeline. | 2023-04-07 | 349712 | 100
25063 | T1 | ENERGY TRANSFER GC NGL PIPELINES LP | ENERGY TRANSFER GC NGL FRIO COUNTY PIPELINE SEGMENTS | ENERGY TRANSFER GC NGL FRIO COUNTY PIPELINE SEGMENTS, PEARSALL, TX 78061 | Frio County | TX | 78061 | FRIO | CN604265710 | RN111637187 | Sedimentation and erosion controls consisting of silt fences, sedimentation barriers, staked hay or straw bales, matting and diking. | The following property is used 100% for pollution control and is installed to meet or exceed federal or state regulations: The following property is used 100% for pollution control and is installed to meet or exceed federal or state regulations: Pipeline coatings and cathodic protection on the Canes Midstream G&P LLC Pipeline Segments in Upton County. | 2023-04-26 | 3179200 | 100
25064 | T1 | ENERGY TRANSFER GC NGL PIPELINES LP | ENERGY TRANSFER GC NGL FREESTONE COUNTY PIPELINE SEGMENTS | ENERGY TRANSFER GC NGL FREESTONE COUNTY PIPELINE SEGMENTS, FAIRFIELD, TX 75840 | Freestone County | TX | 75840 | FREESTONE | CN604265710 | RN111637195 | Nondestructive pipeline testing expenditures – Radiography. | The following property is used 100% for pollution control and is installed to meet or exceed federal or state regulations: Nondestructive pipeline testing expenditures – Radiography. | 2023-04-07 | 5339640 | 100
25065 | T1 | ENERGY TRANSFER GC NGL PIPELINES LP | ENERGY TRANSFER GC NGL FREESTONE COUNTY PIPELINE SEGMENTS | ENERGY TRANSFER GC NGL FREESTONE COUNTY PIPELINE SEGMENTS, FAIRFIELD, TX 75840 | Freestone County | TX | 75840 | FREESTONE | CN604265710 | RN111637195 | Automatic Shut Off Valves (block valves equipped with an actuator to close the valves) installed at intervals along the pipeline. | The following property is used 100% for pollution control and is installed to meet or exceed federal or state regulations: Automatic Shut Off Valves (block valves equipped with an actuator to close the valves) installed at intervals along the pipeline. | 2023-04-07 | 734200 | 100
25066 | T1 | ENERGY TRANSFER GC NGL PIPELINES LP | ENERGY TRANSFER GC NGL FREESTONE COUNTY PIPELINE SEGMENTS | ENERGY TRANSFER GC NGL FREESTONE COUNTY PIPELINE SEGMENTS, FAIRFIELD, TX 75840 | Freestone County | TX | 75840 | FREESTONE | CN604265710 | RN111637195 | Sedimentation and erosion controls consisting of silt fences, sedimentation barriers, staked hay or straw bales, matting and diking. | The following property is used 100% for pollution control and is installed to meet or exceed federal or state regulations: The following property is used 100% for pollution control and is installed to meet or exceed federal or state regulations: Pipeline coatings and cathodic protection on the Canes Midstream G&P LLC Pipeline Segments in Upton County. | 2023-04-26 | 6674550 | 100
25067 | T1 | ENERGY TRANSFER GC NGL PIPELINES LP | ENERGY TRANSFER GC NGL ERATH COUNTY PIPELINE SEGMENTS | ENERGY TRANSFER GC NGL ERATH COUNTY PIPELINE SEGMENTS, STEPHENVILLE, TX 76401 | Erath County | TX | 76401 | ERATH | CN604265710 | RN111637203 | Nondestructive pipeline testing expenditures – Radiography. | The following property is used 100% for pollution control and is installed to meet or exceed federal or state regulations: Nondestructive pipeline testing expenditures – Radiography. | 2023-04-07 | 6602400 | 100
25068 | T1 | ENERGY TRANSFER GC NGL PIPELINES LP | ENERGY TRANSFER GC NGL ERATH COUNTY PIPELINE SEGMENTS | ENERGY TRANSFER GC NGL ERATH COUNTY PIPELINE SEGMENTS, STEPHENVILLE, TX 76401 | Erath County | TX | 76401 | ERATH | CN604265710 | RN111637203 | Automatic Shut Off Valves (block valves equipped with an actuator to close the valves) installed at intervals along the pipeline. | The following property is used 100% for pollution control and is installed to meet or exceed federal or state regulations: Automatic Shut Off Valves (block valves equipped with an actuator to close the valves) installed at intervals along the pipeline. | 2023-04-07 | 907830 | 100
25069 | T1 | ENERGY TRANSFER GC NGL PIPELINES LP | ENERGY TRANSFER GC NGL ERATH COUNTY PIPELINE SEGMENTS | ENERGY TRANSFER GC NGL ERATH COUNTY PIPELINE SEGMENTS, STEPHENVILLE, TX 76401 | Erath County | TX | 76401 | ERATH | CN604265710 | RN111637203 | Sedimentation and erosion controls consisting of silt fences, sedimentation barriers, staked hay or straw bales, matting and diking. | The following property is used 100% for pollution control and is installed to meet or exceed federal or state regulations: The following property is used 100% for pollution control and is installed to meet or exceed federal or state regulations: Pipeline coatings and cathodic protection on the Canes Midstream G&P LLC Pipeline Segments in Upton County. | 2023-04-26 | 8253000 | 100
25070 | T1 | ENERGY TRANSFER GC NGL PIPELINES LP | ENERGY TRANSFER GC NGL ECTOR COUNTY PIPELINE SEGMENTS | ENERGY TRANSFER GC NGL ECTOR COUNTY PIPELINE SEGMENTS, GOLDSMITH, TX 79741 | Ector County | TX | 79741 | ECTOR | CN604265710 | RN111637211 | Nondestructive pipeline testing expenditures – Radiography. | The following property is used 100% for pollution control and is installed to meet or exceed federal or state regulations: Nondestructive pipeline testing expenditures – Radiography. | 2023-04-07 | 6042624 | 100
25071 | T1 | ENERGY TRANSFER GC NGL PIPELINES LP | ENERGY TRANSFER GC NGL ECTOR COUNTY PIPELINE SEGMENTS | ENERGY TRANSFER GC NGL ECTOR COUNTY PIPELINE SEGMENTS, GOLDSMITH, TX 79741 | Ector County | TX | 79741 | ECTOR | CN604265710 | RN111637211 | Automatic Shut Off Valves (block valves equipped with an actuator to close the valves) installed at intervals along the pipeline. | The following property is used 100% for pollution control and is installed to meet or exceed federal or state regulations: Automatic Shut Off Valves (block valves equipped with an actuator to close the valves) installed at intervals along the pipeline. | 2023-04-07 | 830860 | 100
25072 | T1 | ENERGY TRANSFER GC NGL PIPELINES LP | ENERGY TRANSFER GC NGL ECTOR COUNTY PIPELINE SEGMENTS | ENERGY TRANSFER GC NGL ECTOR COUNTY PIPELINE SEGMENTS, GOLDSMITH, TX 79741 | Ector County | TX | 79741 | ECTOR | CN604265710 | RN111637211 | Sedimentation and erosion controls consisting of silt fences, sedimentation barriers, staked hay or straw bales, matting and diking. | The following property is used 100% for pollution control and is installed to meet or exceed federal or state regulations: The following property is used 100% for pollution control and is installed to meet or exceed federal or state regulations: Pipeline coatings and cathodic protection on the Canes Midstream G&P LLC Pipeline Segments in Upton County. | 2023-04-26 | 7553280 | 100
25073 | T1 | ENERGY TRANSFER GC NGL PIPELINES LP | ENERGY TRANSFER GC NGL EASTLAND COUNTY PIPELINE SEGMENTS | ENERGY TRANSFER GC NGL EASTLAND COUNTY PIPELINE SEGMENT, CARBON, TX 76435 | Eastland County | TX | 76435 | EASTLAND | CN604265710 | RN111637229 | Nondestructive pipeline testing expenditures – Radiography. | The following property is used 100% for pollution control and is installed to meet or exceed federal or state regulations: Nondestructive pipeline testing expenditures – Radiography. | 2023-04-07 | 5205312 | 100
25074 | T1 | ENERGY TRANSFER GC NGL PIPELINES LP | ENERGY TRANSFER GC NGL EASTLAND COUNTY PIPELINE SEGMENTS | ENERGY TRANSFER GC NGL EASTLAND COUNTY PIPELINE SEGMENT, CARBON, TX 76435 | Eastland County | TX | 76435 | EASTLAND | CN604265710 | RN111637229 | Automatic Shut Off Valves (block valves equipped with an actuator to close the valves) installed at intervals along the pipeline. | The following property is used 100% for pollution control and is installed to meet or exceed federal or state regulations: Automatic Shut Off Valves (block valves equipped with an actuator to close the valves) installed at intervals along the pipeline. | 2023-04-07 | 715730 | 100
25075 | T1 | ENERGY TRANSFER GC NGL PIPELINES LP | ENERGY TRANSFER GC NGL EASTLAND COUNTY PIPELINE SEGMENTS | ENERGY TRANSFER GC NGL EASTLAND COUNTY PIPELINE SEGMENT, CARBON, TX 76435 | Eastland County | TX | 76435 | EASTLAND | CN604265710 | RN111637229 | Sedimentation and erosion controls consisting of silt fences, sedimentation barriers, staked hay or straw bales, matting and diking. | The following property is used 100% for pollution control and is installed to meet or exceed federal or state regulations: The following property is used 100% for pollution control and is installed to meet or exceed federal or state regulations: Pipeline coatings and cathodic protection on the Canes Midstream G&P LLC Pipeline Segments in Upton County. | 2023-04-26 | 6506640 | 100
25076 | T1 | ENERGY TRANSFER GC NGL PIPELINES LP | ENERGY TRANSFER GC NGL DEWITT COUNTY PIPELINE SEGMENTS | ENERGY TRANSFER GC NGL DEWITT COUNTY PIPELINE SEGMENTS, CUERO, TX 77954 | Dewitt County | TX | 77954 | DEWITT | CN604265710 | RN111637237 | Nondestructive pipeline testing expenditures – Radiography. | The following property is used 100% for pollution control and is installed to meet or exceed federal or state regulations: Nondestructive pipeline testing expenditures – Radiography. | 2023-04-07 | 2994560 | 100
25077 | T1 | ENERGY TRANSFER GC NGL PIPELINES LP | ENERGY TRANSFER GC NGL DEWITT COUNTY PIPELINE SEGMENTS | ENERGY TRANSFER GC NGL DEWITT COUNTY PIPELINE SEGMENTS, CUERO, TX 77954 | Dewitt County | TX | 77954 | DEWITT | CN604265710 | RN111637237 | Automatic Shut Off Valves (block valves equipped with an actuator to close the valves) installed at intervals along the pipeline. | The following property is used 100% for pollution control and is installed to meet or exceed federal or state regulations: Automatic Shut Off Valves (block valves equipped with an actuator to close the valves) installed at intervals along the pipeline. | 2023-04-07 | 411752 | 100
25078 | T1 | ENERGY TRANSFER GC NGL PIPELINES LP | ENERGY TRANSFER GC NGL DEWITT COUNTY PIPELINE SEGMENTS | ENERGY TRANSFER GC NGL DEWITT COUNTY PIPELINE SEGMENTS, CUERO, TX 77954 | Dewitt County | TX | 77954 | DEWITT | CN604265710 | RN111637237 | Sedimentation and erosion controls consisting of silt fences, sedimentation barriers, staked hay or straw bales, matting and diking. | The following property is used 100% for pollution control and is installed to meet or exceed federal or state regulations: The following property is used 100% for pollution control and is installed to meet or exceed federal or state regulations: Pipeline coatings and cathodic protection on the Canes Midstream G&P LLC Pipeline Segments in Upton County. | 2023-04-26 | 3743200 | 100
25079 | T1 | ENERGY TRANSFER GC NGL PIPELINES LP | ENERGY TRANSFER GC NGL CROCKETT COUNTY PIPELINE SEGMENTS | ENERGY TRANSFER GC NGL CROCKETT COUNTY PIPELINE SEGMENTS, OZONA, TX 76943 | Crockett County | TX | 76943 | CROCKETT | CN604265710 | RN111637245 | Nondestructive pipeline testing expenditures – Radiography. | The following property is used 100% for pollution control and is installed to meet or exceed federal or state regulations: Nondestructive pipeline testing expenditures – Radiography. | 2023-04-07 | 4094720 | 100
25080 | T1 | ENERGY TRANSFER GC NGL PIPELINES LP | ENERGY TRANSFER GC NGL CROCKETT COUNTY PIPELINE SEGMENTS | ENERGY TRANSFER GC NGL CROCKETT COUNTY PIPELINE SEGMENTS, OZONA, TX 76943 | Crockett County | TX | 76943 | CROCKETT | CN604265710 | RN111637245 | Automatic Shut Off Valves (block valves equipped with an actuator to close the valves) installed at intervals along the pipeline. | The following property is used 100% for pollution control and is installed to meet or exceed federal or state regulations: Automatic Shut Off Valves (block valves equipped with an actuator to close the valves) installed at intervals along the pipeline. | 2023-04-07 | 563024 | 100
25081 | T1 | ENERGY TRANSFER GC NGL PIPELINES LP | ENERGY TRANSFER GC NGL CROCKETT COUNTY PIPELINE SEGMENTS | ENERGY TRANSFER GC NGL CROCKETT COUNTY PIPELINE SEGMENTS, OZONA, TX 76943 | Crockett County | TX | 76943 | CROCKETT | CN604265710 | RN111637245 | Sedimentation and erosion controls consisting of silt fences, sedimentation barriers, staked hay or straw bales, matting and diking. | The following property is used 100% for pollution control and is installed to meet or exceed federal or state regulations: The following property is used 100% for pollution control and is installed to meet or exceed federal or state regulations: Pipeline coatings and cathodic protection on the Canes Midstream G&P LLC Pipeline Segments in Upton County. | 2023-04-26 | 5118400 | 100
25082 | T1 | ENERGY TRANSFER GC NGL PIPELINES LP | ENERGY TRANSFER GC NGL COMANCHE PIPELINE SEGMENTS | ENERGY TRANSFER GC NGL COMANCHE PIPELINE SEGMENTS, DE LEON, TX 76444 | Comanche County | TX | 76444 | COMANCHE | CN604265710 | RN111637252 | Nondestructive pipeline testing expenditures – Radiography. | The following property is used 100% for pollution control and is installed to meet or exceed federal or state regulations: Nondestructive pipeline testing expenditures – Radiography. | 2023-04-07 | 2164416 | 100
25083 | T1 | ENERGY TRANSFER GC NGL PIPELINES LP | ENERGY TRANSFER GC NGL COMANCHE PIPELINE SEGMENTS | ENERGY TRANSFER GC NGL COMANCHE PIPELINE SEGMENTS, DE LEON, TX 76444 | Comanche County | TX | 76444 | COMANCHE | CN604265710 | RN111637252 | Automatic Shut Off Valves (block valves equipped with an actuator to close the valves) installed at intervals along the pipeline. | The following property is used 100% for pollution control and is installed to meet or exceed federal or state regulations: Automatic Shut Off Valves (block valves equipped with an actuator to close the valves) installed at intervals along the pipeline. | 2023-04-07 | 297607 | 100
25084 | T1 | ENERGY TRANSFER GC NGL PIPELINES LP | ENERGY TRANSFER GC NGL COMANCHE PIPELINE SEGMENTS | ENERGY TRANSFER GC NGL COMANCHE PIPELINE SEGMENTS, DE LEON, TX 76444 | Comanche County | TX | 76444 | COMANCHE | CN604265710 | RN111637252 | Sedimentation and erosion controls consisting of silt fences, sedimentation barriers, staked hay or straw bales, matting and diking. | The following property is used 100% for pollution control and is installed to meet or exceed federal or state regulations: The following property is used 100% for pollution control and is installed to meet or exceed federal or state regulations: Pipeline coatings and cathodic protection on the Canes Midstream G&P LLC Pipeline Segments in Upton County. | 2023-04-26 | 2705520 | 100
25085 | T1 | ENERGY TRANSFER GC NGL PIPELINES LP | ENERGY TRANSFER GC NGL PIPELINES CHAMBERS COUNTY | 12353 EAGLE POINTE DR | MONT BELVIEU | TX | 77535 | CHAMBERS | CN604265710 | RN111536371 | Nondestructive pipeline testing expenditures – Radiography. | The following property is used 100% for pollution control and is installed to meet or exceed federal or state regulations: Nondestructive pipeline testing expenditures – Radiography. | 2023-04-07 | 983128 | 100
25086 | T1 | ENERGY TRANSFER GC NGL PIPELINES LP | ENERGY TRANSFER GC NGL CALLAHAN COUNTY PIPELINE | ENERGY TRANSFER GC NGL CALLAHAN COUNTY PIPELINE, CALLAHAN COUNTY, 79504 | Callahan County | TX | 79504 | CALLAHAN | CN604265710 | RN111637260 | Nondestructive pipeline testing expenditures – Radiography. | The following property is used 100% for pollution control and is installed to meet or exceed federal or state regulations: Nondestructive pipeline testing expenditures – Radiography. | 2023-04-11 | 6063456 | 100
25087 | T1 | ENERGY TRANSFER GC NGL PIPELINES LP | ENERGY TRANSFER GC NGL CALLAHAN COUNTY PIPELINE | ENERGY TRANSFER GC NGL CALLAHAN COUNTY PIPELINE, CALLAHAN COUNTY, 79504 | Callahan County | TX | 79504 | CALLAHAN | CN604265710 | RN111637260 | Automatic Shut Off Valves (block valves equipped with an actuator to close the valves) installed at intervals along the pipeline. | The following property is used 100% for pollution control and is installed to meet or exceed federal or state regulations: Automatic Shut Off Valves (block valves equipped with an actuator to close the valves) installed at intervals along the pipeline. | 2023-04-07 | 833725 | 100
25088 | T1 | ENERGY TRANSFER GC NGL PIPELINES LP | ENERGY TRANSFER GC NGL PIPELINES | ENERGY TRANSFER GC NGL BOSQUE PIPELINE SEGMENTS | Bosque County | TX | 76671 | BOSQUE | CN604265710 | RN111637278 | Nondestructive pipeline testing expenditures – Radiography. | The following property is used 100% for pollution control and is installed to meet or exceed federal or state regulations: Nondestructive pipeline testing expenditures – Radiography. | 2023-04-11 | 3561856 | 100
25089 | T1 | ENERGY TRANSFER GC NGL PIPELINES LP | ENERGY TRANSFER GC NGL PIPELINES | ENERGY TRANSFER GC NGL BOSQUE PIPELINE SEGMENTS | Bosque County | TX | 76671 | BOSQUE | CN604265710 | RN111637278 | Automatic Shut Off Valves (block valves equipped with an actuator to close the valves) installed at intervals along the pipeline. | The following property is used 100% for pollution control and is installed to meet or exceed federal or state regulations: Automatic Shut Off Valves (block valves equipped with an actuator to close the valves) installed at intervals along the pipeline. | 2023-04-07 | 489755 | 100
25090 | T1 | ENERGY TRANSFER GC NGL PIPELINES LP | ENERGY TRANSFER GC NGL PIPELINES | ENERGY TRANSFER GC NGL BOSQUE PIPELINE SEGMENTS | Bosque County | TX | 76671 | BOSQUE | CN604265710 | RN111637278 | Sedimentation and erosion controls consisting of silt fences, sedimentation barriers, staked hay or straw bales, matting and diking. | The following property is used 100% for pollution control and is installed to meet or exceed federal or state regulations: The following property is used 100% for pollution control and is installed to meet or exceed federal or state regulations: Pipeline coatings and cathodic protection on the Canes Midstream G&P LLC Pipeline Segments in Upton County. | 2023-04-26 | 4452320 | 100
25091 | T1 | ENERGY TRANSFER GC NGL PIPELINES LP | ENERGY TRANSFER GC NGL PIPELINES | ENERGY TRANSFER GC NGL ATASCOSA PIPELINE SEGMENTS | Atascosa County | TX | 78002 | ATASCOSA | CN604265710 | RN111637286 | Nondestructive pipeline testing expenditures – Radiography. | The following property is used 100% for pollution control and is installed to meet or exceed federal or state regulations: Nondestructive pipeline testing expenditures – Radiography. | 2023-04-11 | 2684160 | 100
25092 | T1 | ENERGY TRANSFER GC NGL PIPELINES LP | ENERGY TRANSFER GC NGL PIPELINES | ENERGY TRANSFER GC NGL ATASCOSA PIPELINE SEGMENTS | Atascosa County | TX | 78002 | ATASCOSA | CN604265710 | RN111637286 | Automatic Shut Off Valves (block valves equipped with an actuator to close the valves) installed at intervals along the pipeline. | The following property is used 100% for pollution control and is installed to meet or exceed federal or state regulations: Automatic Shut Off Valves (block valves equipped with an actuator to close the valves) installed at intervals along the pipeline. | 2023-04-07 | 369072 | 100
25093 | T1 | ENERGY TRANSFER GC NGL PIPELINES LP | ENERGY TRANSFER GC NGL PIPELINES | ENERGY TRANSFER GC NGL ATASCOSA PIPELINE SEGMENTS | Atascosa County | TX | 78002 | ATASCOSA | CN604265710 | RN111637286 | Sedimentation and erosion controls consisting of silt fences, sedimentation barriers, staked hay or straw bales, matting and diking. | The following property is used 100% for pollution control and is installed to meet or exceed federal or state regulations: The following property is used 100% for pollution control and is installed to meet or exceed federal or state regulations: Pipeline coatings and cathodic protection on the Canes Midstream G&P LLC Pipeline Segments in Upton County. | 2023-04-26 | 3355200 | 100
25094 | T1 | ENERGY TRANSFER GC NGL PIPELINES LP | ENERGY TRANSFER GC NGL CALLAHAN COUNTY PIPELINE | ENERGY TRANSFER GC NGL CALLAHAN COUNTY PIPELINE, CALLAHAN COUNTY, 79504 | Callahan County | TX | 79504 | CALLAHAN | CN604265710 | RN111637260 | Sedimentation and erosion controls consisting of silt fences, sedimentation barriers, staked hay or straw bales, matting and diking. | The following property is used 100% for pollution control and is installed to meet or exceed federal or state regulations: The following property is used 100% for pollution control and is installed to meet or exceed federal or state regulations: Pipeline coatings and cathodic protection on the Canes Midstream G&P LLC Pipeline Segments in Upton County. | 2023-04-26 | 7579320 | 100
25095 | T1 | ENERGY TRANSFER GC NGL PIPELINES LP | ENERGY TRANSFER GC NGL PIPELINES HARRIS COUNTY | 12353 EAGLE POINE DR | MONT BELVIEU | TX | 77535 | HARRIS | CN604265710 | RN111536462 | Nondestructive pipeline testing expenditures – Radiography. | Application withdrawn by applicant | 2023-04-12 | 723120 | 100
25096 | T1 | ENERGY TRANSFER GC NGL PIPELINES LP | ENERGY TRANSFER GC NGL PIPELINES HARRIS COUNTY | 12353 EAGLE POINE DR | MONT BELVIEU | TX | 77535 | HARRIS | CN604265710 | RN111536462 | Automatic Shut Off Valves (block valves equipped with an actuator to close the valves) installed at intervals along the pipeline. | The following property is used 100% for pollution control and is installed to meet or exceed federal or state regulations: Automatic Shut Off Valves (block valves equipped with an actuator to close the valves) installed at intervals along the pipeline. | 2023-04-08 | 99429 | 100
25097 | T1 | ENERGY TRANSFER GC NGL PIPELINES LP | ENERGY TRANSFER GC NGL PIPELINES HARRIS COUNTY | 12353 EAGLE POINE DR | MONT BELVIEU | TX | 77535 | HARRIS | CN604265710 | RN111536462 | Required runoff controls are essential to prevent polluted runoff from reaching surface waters of the State of Texas. As soon as construction begins, erosion controls are established and maintained throughout construction and operation of the pipeline. Slope breakers are placed to reduce runoff and divert water off the construction right-of-way. Silt fences are slope breakers that consist of fabrics on supporting posts. Sediment barriers stop the flow of sediments and prevent the deposition of sediments into sensitive resources. Silt fences are used as sediment barriers, along with staked hay or straw bales. Matting is applied for soil stabilization purposes. Erosion during and after construction can contribute large amounts of sediment and silt to runoff waters, which can deteriorate water quality and lead to ecological concerns. Environmental controls, silt fence structures, diking, formations, bales, etc. in the form of perimeter barriers for sediment and runoff control at the disturbed area prevent storm water runoff from moving offsite and contaminating surface waters of the State of Texas. | Application withdrawn by applicant | 2023-04-12 | 903900 | 100
25098 | T1 | ENERGY TRANSFER GC NGL PIPELINES LP | ENERGY TRANSFER GC NGL PIPELINES CHAMBERS COUNTY | 12353 EAGLE POINTE DR | MONT BELVIEU | TX | 77535 | CHAMBERS | CN604265710 | RN111536371 | Automatic Shut Off Valves (block valves equipped with an actuator to close the valves) installed at intervals along the pipeline. | The following property is used 100% for pollution control and is installed to meet or exceed federal or state regulations: Automatic Shut Off Valves (block valves equipped with an actuator to close the valves) installed at intervals along the pipeline. | 2023-04-08 | 135180 | 100
25099 | T1 | ENERGY TRANSFER GC NGL PIPELINES LP | ENERGY TRANSFER GC NGL PIPELINES CHAMBERS COUNTY | 12353 EAGLE POINTE DR | MONT BELVIEU | TX | 77535 | CHAMBERS | CN604265710 | RN111536371 | Sedimentation and erosion controls consisting of silt fences, sedimentation barriers, staked hay or straw bales, matting and diking. | The following property is used 100% for pollution control and is installed to meet or exceed federal or state regulations: The following property is used 100% for pollution control and is installed to meet or exceed federal or state regulations: Pipeline coatings and cathodic protection on the Canes Midstream G&P LLC Pipeline Segments in Upton County. | 2023-04-26 | 1228910 | 100
25100 | T1 | TRANS-PECOS PIPELINE LLC | TRANS-PECOS PIPELINE WARD COUNTY PIPELINE | TRANS-PECOS PIPELINE, LLC WARD COUNTY PIPELINE | Ward County | TX | 79777 | WARD | CN604926535 | RN111636114 | Nondestructive pipeline testing expenditures – Radiography. | The following property is used 100% for pollution control and is installed to meet or exceed federal or state regulations: Nondestructive pipeline testing expenditures – Radiography. | 2023-03-30 | 96000 | 100
25101 | T1 | COMANCHE TRAIL PIPELINE LLC | COMANCHE TRAIL REEVES COUNTY PIPELINES | COMANCHE TRAIL PIPELINE REEVES COUNTY PIPELINE SEGMENT | Reeves County | TX | 79772 | REEVES | CN605296797 | RN111636130 | Nondestructive pipeline testing expenditures – Radiography. | The following property is used 100% for pollution control and is installed to meet or exceed federal or state regulations: Nondestructive pipeline testing expenditures – Radiography. | 2023-03-30 | 9912000 | 100
25102 | T1 | TRANS-PECOS PIPELINE LLC | TRANS-PECOS PIPELINE PRESIDIO COUNTY PIPELINES | TRANS-PECOS PIPELINE, LLC PIPELINE SEGMENTS IN PRESIDIO COUNTY | Presidio County | TX | 79843 | PRESIDIO | CN604926535 | RN111636148 | Nondestructive pipeline testing expenditures – Radiography. | The following property is used 100% for pollution control and is installed to meet or exceed federal or state regulations: Nondestructive pipeline testing expenditures – Radiography. | 2023-03-30 | 11256000 | 100
25103 | T1 | TRANS-PECOS PIPELINE LLC | TRANS-PECOS PIPELINE PECOS COUNTY PIPELINES | TRANS-PECOS PIPELINE, LLC PIPELINE SEGMENTS IN PECOS COUNTY. | Pecos County | TX | 79735 | PECOS | CN604926535 | RN111636155 | Nondestructive pipeline testing expenditures – Radiography. | The following property is used 100% for pollution control and is installed to meet or exceed federal or state regulations: Nondestructive pipeline testing expenditures – Radiography. | 2023-03-30 | 8496000 | 100
25104 | T1 | COMANCHE TRAIL PIPELINE LLC | COMANCHE TRAIL PECOS COUNTY PIPELINE | COMANCHE TRAIL PIPELINE, LLC PIPELINE IN PECOS COUNTY. | Pecos County | TX | 79735 | PECOS | CN605296797 | RN111636163 | Nondestructive pipeline testing expenditures – Radiography. | The following property is used 100% for pollution control and is installed to meet or exceed federal or state regulations: Nondestructive pipeline testing expenditures – Radiography. | 2023-03-30 | 31920 | 100
25105 | T1 | COMANCHE TRAIL PIPELINE LLC | COMANCHE TRAIL HUDSPETH COUNTY PIPELINES | COMANCHE TRAIL PIPELINE, LLC PIPELINE SEGMENTS IN HUDSPETH COUNTY. | Hudspeth County | TX | 79839 | HUDSPETH | CN605296797 | RN111636171 | Nondestructive pipeline testing expenditures – Radiography. | The following property is used 100% for pollution control and is installed to meet or exceed federal or state regulations: Nondestructive pipeline testing expenditures – Radiography. | 2023-03-30 | 10920000 | 100
25106 | T1 | COMANCHE TRAIL PIPELINE LLC | COMANCHE TRAIL EL PASO COUNTY PIPELINES | COMANCHE TRAIL PIPELINE, LLC PIPELINE SEGMENTS IN EL PASO COUNTY | El Paso County | TX | 79836 | EL PASO | CN605296797 | RN111636189 | Nondestructive pipeline testing expenditures – Radiography | The following property is used 100% for pollution control and is installed to meet or exceed federal or state regulations: Nondestructive pipeline testing expenditures – Radiography. | 2023-03-30 | 2873858 | 100
25107 | T1 | COMANCHE TRAIL PIPELINE LLC | COMANCHE TRAIL CULBERSON COUNTY PIPELINES | COMANCHE TRAIL PIPELINE, LLC PIPELINE IN CULBERSON COUNTY | Culberson County | TX | 79855 | CULBERSON | CN605296797 | RN111636197 | Nondestructive pipeline testing expenditures – Radiography. | The following property is used 100% for pollution control and is installed to meet or exceed federal or state regulations: Nondestructive pipeline testing expenditures – Radiography. | 2023-03-30 | 8568000 | 100
25108 | T1 | TRANS-PECOS PIPELINE LLC | TRANS-PECOS PIPELINE LLC BREWSTER COUNTY PIPELINES | TRANS-PECOS PIPELINES IN BREWSTER COUNTY | Brewster County | TX | 79832 | BREWSTER | CN604926535 | RN111636205 | Nondestructive pipeline testing expenditures – Radiography. | The following property is used 100% for pollution control and is installed to meet or exceed federal or state regulations: Nondestructive pipeline testing expenditures – Radiography. | 2023-03-30 | 5712000 | 100
25109 | T1 | DOUBLE E PIPELINE LLC | DOUBLE E PIPELINE IN REEVES | DOUBLE E PIPELINE IN REEVES | Reeves County | TX | 79772 | REEVES | CN606096873 | RN111642070 | Pipeline coatings and cathodic protection on the Double E Pipeline in Reeves County. | The following property is used 100% for pollution control and is installed to meet or exceed federal or state regulations: Pipeline coatings and cathodic protection on the Double E Pipeline in Reeves County. | 2023-04-18 | 263760 | 100
25110 | T1 | DOUBLE E PIPELINE LLC | DOUBLE E PIPELINE IN WARD | DOUBLE E PIPELINE IN WARD | Ward County | TX | 79777 | WARD | CN606096873 | RN111642088 | Pipeline coatings and cathodic protection on the Double E Pipeline in Ward County. | The following property is used 100% for pollution control and is installed to meet or exceed federal or state regulations: Pipeline coatings and cathodic protection on the Double E Pipeline in Ward County. | 2023-04-18 | 907200 | 100
25111 | T1 | DOUBLE E PIPELINE LLC | DOUBLE E PIPELINE IN WARD | DOUBLE E PIPELINE IN WARD | Ward County | TX | 79777 | WARD | CN606096873 | RN111642088 | Nondestructive pipeline testing expenditures – Radiography. | The following property is used 100% for pollution control and is installed to meet or exceed federal or state regulations: Nondestructive pipeline testing expenditures – Radiography. | 2023-04-18 | 4536000 | 100
25112 | T1 | DOUBLE E PIPELINE LLC | DOUBLE E PIPELINE IN REEVES | DOUBLE E PIPELINE IN REEVES | Reeves County | TX | 79772 | REEVES | CN606096873 | RN111642070 | Nondestructive pipeline testing expenditures – Radiography. | The following property is used 100% for pollution control and is installed to meet or exceed federal or state regulations: Nondestructive pipeline testing expenditures – Radiography. | 2023-04-18 | 1318800 | 100
25113 | T1 | DOUBLE E PIPELINE LLC | DOUBLE E PIPELINE IN LOVING | DOUBLE E PIPELINE IN LOVING | Loving County | TX | 79754 | LOVING | CN606096873 | RN111637690 | Nondestructive pipeline testing expenditures – Radiography. | The following property is used 100% for pollution control and is installed to meet or exceed federal or state regulations: Nondestructive pipeline testing expenditures – Radiography. | 2023-04-18 | 6199200 | 100
25114 | T1 | DOUBLE E PIPELINE LLC | DOUBLE E PIPELINE IN WARD | DOUBLE E PIPELINE IN WARD | Ward County | TX | 79777 | WARD | CN606096873 | RN111642088 | Automatic Shut Off Valves (block valves equipped with an actuator to close the valves) installed at intervals along the pipeline. | The following property is used 100% for pollution control and is installed to meet or exceed federal or state regulations: Automatic Shut Off Valves (block valves equipped with an actuator to close the valves) installed at intervals along the pipeline. | 2023-04-18 | 623700 | 100
25115 | T1 | DOUBLE E PIPELINE LLC | DOUBLE E PIPELINE IN REEVES | DOUBLE E PIPELINE IN REEVES | Reeves County | TX | 79772 | REEVES | CN606096873 | RN111642070 | Automatic Shut Off Valves (block valves equipped with an actuator to close the valves) installed at intervals along the pipeline. | The following property is used 100% for pollution control and is installed to meet or exceed federal or state regulations: Automatic Shut Off Valves (block valves equipped with an actuator to close the valves) installed at intervals along the pipeline. | 2023-04-18 | 181335 | 100
25116 | T1 | DOUBLE E PIPELINE LLC | DOUBLE E PIPELINE IN LOVING | DOUBLE E PIPELINE IN LOVING | Loving County | TX | 79754 | LOVING | CN606096873 | RN111637690 | Automatic Shut Off Valves (block valves equipped with an actuator to close the valves) installed at intervals along the pipeline. | The following property is used 100% for pollution control and is installed to meet or exceed federal or state regulations: Automatic Shut Off Valves (block valves equipped with an actuator to close the valves) installed at intervals along the pipeline. | 2023-04-18 | 852390 | 100
25117 | T1 | DOUBLE E PIPELINE LLC | DOUBLE E PIPELINE IN WARD | DOUBLE E PIPELINE IN WARD | Ward County | TX | 79777 | WARD | CN606096873 | RN111642088 | Sedimentation and erosion controls consisting of slope breakers, silt fences, sedimentation barriers, staked hay or straw bales, matting and diking. | The following property is used 100% for pollution control and is installed to meet or exceed federal or state regulations: Sedimentation and erosion controls consisting of slope breakers, silt fences, sedimentation barriers, staked hay or straw bales, matting and diking. | 2023-03-28 | 8505000 | 100
25118 | T1 | DOUBLE E PIPELINE LLC | DOUBLE E PIPELINE IN REEVES | DOUBLE E PIPELINE IN REEVES | Reeves County | TX | 79772 | REEVES | CN606096873 | RN111642070 | Sedimentation and erosion controls consisting of slope breakers, silt fences, sedimentation barriers, staked hay or straw bales, matting and diking. | The following property is used 100% for pollution control and is installed to meet or exceed federal or state regulations: Sedimentation and erosion controls consisting of slope breakers, silt fences, sedimentation barriers, staked hay or straw bales, matting and diking. | 2023-03-28 | 2472750 | 100
25119 | T1 | DOUBLE E PIPELINE LLC | DOUBLE E PIPELINE IN LOVING | DOUBLE E PIPELINE IN LOVING | Loving County | TX | 79754 | LOVING | CN606096873 | RN111637690 | Sedimentation and erosion controls consisting of slope breakers, silt fences, sedimentation barriers, staked hay or straw bales, matting and diking. | The following property is used 100% for pollution control and is installed to meet or exceed federal or state regulations: Sedimentation and erosion controls consisting of slope breakers, silt fences, sedimentation barriers, staked hay or straw bales, matting and diking. | 2023-03-28 | 11623500 | 100
25120 | T1 | LHOIST NORTH AMERICA OF TEXAS LLC | NEW BRAUNFELS LIME PLANT | 350 APG LANE | Comal County | TX | 78132 | COMAL | CN605752088 | RN100552454 | Kiln baghouse. | The following property is used 100% for pollution control and is installed to meet or exceed federal or state regulations: Kiln baghouse. | 2023-03-11 | 1354384.42 | 100
25121 | T1 | NIAGARA BOTTLING LLC | NIAGARA BOTTLING | 5419 WENDLAND RD | TEMPLE | TX | 76504 | BELL | CN604164285 | RN111033429 | Wastewater treatment system consisting of wet well, holding tank, pH polishing tank, bioreactors 1 and 2, dissolved air flotation unit, sludge press, and discharge flume and pH flow control treatment system consisting of wet well, holding tank, pH neutralization tanks, and discharge flume. | The following property is used 100% for pollution control and is installed to meet or exceed federal or state regulations: Wastewater treatment system consisting of wet well, holding tank, pH polishing tank, bioreactors 1 and 2, dissolved air flotation unit, sludge press, and discharge flume and pH flow control treatment system consisting of wet well, holding tank, pH neutralization tanks, and discharge flume. | 2023-03-13 | 4068950 | 100
25122 | T1 | MGC PURE CHEMICALS AMERICA INC | MGC PURE CHEMICALS AMERICA | 4500 ROY J SMITH DR | KILLEEN | TX | 76543 | BELL | CN605408103 | RN110013307 | No Land. Pollution control property includes filters, filter housing, clean booths, purifiers, blower fans, clean hoods, etc.. for the control of contaminants and fume vapors. | NOD response not received | 2023-05-12 | 2000000 | 100
25123 | T1 | WHISTLER PIPELINE LLC | WHISTLER PIPELINE CRANE PIPELINE SEGMENTS | WHISTLER PIPELINE CRANE PIPELINE SEGMENTS | Crane County | TX | 79731 | CRANE | CN606100295 | RN111644167 | Pipeline coatings and cathodic protection on the Whistler Pipeline Segments in Crane County. | The following property is used 100% for pollution control and is installed to meet or exceed federal or state regulations: Pipeline coatings and cathodic protection on the Whistler Pipeline Segments in Crane County. | 2023-04-15 | 241248 | 100
25124 | T1 | DELAWARE BASIN RESIDUE LLC | DELAWARE BASIN RESIDUE CULBERSON PIPELINE SEGMENTS | DELAWARE BASIN RESIDUE NE CULBERSON PIPELINE SEGMENTS | Culberson County | TX | 79735 | CULBERSON | CN606100303 | RN111644175 | Pipeline coatings and cathodic protection on the Delaware Basin Residue Pipeline Segments in Culberson County. | The following property is used 100% for pollution control and is installed to meet or exceed federal or state regulations: Pipeline coatings and cathodic protection on the Whistler Pipeline Segments in Culberson County. | 2023-04-15 | 495360 | 100
25125 | T1 | TOPAZ GENERATING LLC | TOPAZ GENERATING | Latitude = 29.4263, Longitude = -94.9766 | Galveston County | TX | 77539 | GALVESTON | CN605775907 | RN110696283 | 3,000 square feet of concrete paving at plant entrances. | The following property is used 100% for pollution control and is installed to meet or exceed federal or state regulations: 3,000 square feet of concrete paving at plant entrances. | 2023-04-15 | 60299 | 100
25126 | T2 | HO CLARKE GENERATING LLC | HO CLARKE GENERATING | 12584 HIRAM CLARKE RD | HOUSTON | TX | 77045 | HARRIS | CN605746494 | RN110947363 | The 288 MW HO Clarke Project is a power plant comprised of six natural gas fired General Electric LM6000 units in simple cycle arrangement. Each unit includes the aeroderivative combustion turbine engine plus generator, SCR, CO catalyst, evaporative cooler, inlet fogger and other equipment. To prevent noise pollution and meet the requirements of local regulations acoustical adders and noise blankets were installed for the SCRs. Use of this equipment will ensue that noise limitations are not exceeded at the facilitys property lines. | A negative use determination has been issued for the property. | 2023-05-12 | 3604717 | 100
25127 | T3 | LYONDELL CHEMICAL COMPANY | LYONDELL CHEMICAL CHANNELVIEW | 2502 SHELDON RD | CHANNELVIEW | TX | 77530 | HARRIS | CN600344402 | RN100633650 | Enhanced flare vent gas recovery system including vent gas compressor (C-86061), vent gas knockout drum 1 (D-86061), vent gas knockout drum 2 (D-86062), crude TBA vent gas condenser (E-86061), vent gas cooler (E-86062), and recovered TBA pumps (P86061A and B). | The following property is used 39% for pollution control and is installed to meet or exceed federal or state regulations: Enhanced flare vent gas recovery system including vent gas compressor (C-86061), vent gas knockout drum 1 (D-86061), vent gas knockout drum 2 (D-86062), crude TBA vent gas condenser (E-86061), vent gas cooler (E-86062), and recovered TBA pumps (P86061A and B). | 2023-06-08 | 7190003 | 39
25128 | T1 | COGENT MIDSTREAM WESTEX LLC | UPTON COUNTY CANES MIDSTREAM PIPELINE | CANES MIDSTREAM PIPELINE LOCATED IN UPTON COUNTY | Upton County | TX | 79755 | UPTON | CN604204479 | RN111640470 | Automatic Shut Off Valves (block valves equipped with an actuator to close the valves) installed at intervals along the pipeline. | The following property is used 100% for pollution control and is installed to meet or exceed federal or state regulations: Automatic Shut Off Valves (block valves equipped with an actuator to close the valves) installed at intervals along the pipeline. | 2023-04-17 | 82940 | 100
25129 | T1 | COGENT MIDSTREAM WESTEX LLC | TOM GREEN COUNTY CANES MIDSTREAM PIPELINE | CANES MIDSTREAM PIPELINE LOCATED IN TOM GREEN COUNTY | Tom Green County | TX | 76951 | TOM GREEN | CN604204479 | RN111640462 | Automatic Shut Off Valves (block valves equipped with an actuator to close the valves) installed at intervals along the pipeline. | The following property is used 100% for pollution control and is installed to meet or exceed federal or state regulations: Automatic Shut Off Valves (block valves equipped with an actuator to close the valves) installed at intervals along the pipeline. | 2023-04-17 | 19272 | 100
25130 | T1 | COGENT MIDSTREAM WESTEX LLC | STERLING COUNTY CANES MIDSTREAM PIPELINE | CANES MIDSTREAM PIPELINE LOCATED IN STERLING COUNTY | Sterling County | TX | 76951 | STERLING | CN604204479 | RN111640454 | Automatic Shut Off Valves (block valves equipped with an actuator to close the valves) installed at intervals along the pipeline. | The following property is used 100% for pollution control and is installed to meet or exceed federal or state regulations: Automatic Shut Off Valves (block valves equipped with an actuator to close the valves) installed at intervals along the pipeline. | 2023-04-17 | 893981 | 100
25131 | T1 | COGENT MIDSTREAM WESTEX LLC | REAGAN COUNTY CANES MIDSTREAM PIPELINE | CANES MIDSTREAM PIPELINE LOCATED IN REAGAN COUNTY | Reagan County | TX | 76932 | REAGAN | CN604204479 | RN111640447 | Automatic Shut Off Valves (block valves equipped with an actuator to close the valves) installed at intervals along the pipeline. | The following property is used 100% for pollution control and is installed to meet or exceed federal or state regulations: Automatic Shut Off Valves (block valves equipped with an actuator to close the valves) installed at intervals along the pipeline. | 2023-04-17 | 1132999 | 100
25132 | T1 | COGENT MIDSTREAM WESTEX LLC | NOLAN COUNTY CANES MIDSTREAM PIPELINE | CANES MIDSTREAM PIPELINE LOCATED IN NOLAN COUNTY | Nolan County | TX | 79535 | NOLAN | CN604204479 | RN111640421 | Automatic Shut Off Valves (block valves equipped with an actuator to close the valves) installed at intervals along the pipeline. | The following property is used 100% for pollution control and is installed to meet or exceed federal or state regulations: Automatic Shut Off Valves (block valves equipped with an actuator to close the valves) installed at intervals along the pipeline. | 2023-04-17 | 4950 | 100
25133 | T1 | COGENT MIDSTREAM WESTEX LLC | MITCHELL COUNTY CANES MIDSTREAM PIPELINE | CANES MIDSTREAM PIPELINE LOCATED IN MITCHELL COUNTY | Mitchell County | TX | 79512 | MITCHELL | CN604204479 | RN111640413 | Automatic Shut Off Valves (block valves equipped with an actuator to close the valves) installed at intervals along the pipeline. | The following property is used 100% for pollution control and is installed to meet or exceed federal or state regulations: Automatic Shut Off Valves (block valves equipped with an actuator to close the valves) installed at intervals along the pipeline. | 2023-04-17 | 251941 | 100
25134 | T1 | COGENT MIDSTREAM WESTEX LLC | IRION COUNTY CANES MIDSTREAM PIPELINE | CANES MIDSTREAM PIPELINE LOCATED IN IRION COUNTY | Irion County | TX | 76930 | IRION | CN604204479 | RN111640405 | Automatic Shut Off Valves (block valves equipped with an actuator to close the valves) installed at intervals along the pipeline. | The following property is used 100% for pollution control and is installed to meet or exceed federal or state regulations: Automatic Shut Off Valves (block valves equipped with an actuator to close the valves) installed at intervals along the pipeline. | 2023-04-17 | 909938 | 100
25135 | T1 | COGENT MIDSTREAM WESTEX LLC | GLASSCOCK COUNTY CANES MIDSTREAM PIPELINE | CANES MIDSTREAM PIPELINE LOCATED IN GLASSCOCK COUNTY | Glasscock County | TX | 79739 | GLASSCOCK | CN604204479 | RN111640397 | Automatic Shut Off Valves (block valves equipped with an actuator to close the valves) installed at intervals along the pipeline. | The following property is used 100% for pollution control and is installed to meet or exceed federal or state regulations: Automatic Shut Off Valves (block valves equipped with an actuator to close the valves) installed at intervals along the pipeline. | 2023-04-17 | 36150 | 100
25136 | T1 | COGENT MIDSTREAM WESTEX LLC | CROCKETT COUNTY CANES MIDSTREAM PIPELINE | CANES MIDSTREAM PIPELINE LOCATED IN CROCKETT COUNTY | Crockett County | TX | 76943 | CROCKETT | CN604204479 | RN111640389 | Automatic Shut Off Valves (block valves equipped with an actuator to close the valves) installed at intervals along the pipeline. | The following property is used 100% for pollution control and is installed to meet or exceed federal or state regulations: Automatic Shut Off Valves (block valves equipped with an actuator to close the valves) installed at intervals along the pipeline. | 2023-04-17 | 392917 | 100
25137 | T1 | COGENT MIDSTREAM WESTEX LLC | COKE COUNTY CANES MIDSTREAM PIPELINE | CANES MIDSTREAM PIPELINE LOCATED IN COKE COUNTY | Coke County | TX | 76945 | COKE | CN604204479 | RN111640371 | Automatic Shut Off Valves (block valves equipped with an actuator to close the valves) installed at intervals along the pipeline. | The following property is used 100% for pollution control and is installed to meet or exceed federal or state regulations: Automatic Shut Off Valves (block valves equipped with an actuator to close the valves) installed at intervals along the pipeline. | 2023-04-17 | 58520 | 100
25138 | T1 | COGENT MIDSTREAM WESTEX LLC | UPTON COUNTY CANES MIDSTREAM PIPELINE | CANES MIDSTREAM PIPELINE LOCATED IN UPTON COUNTY | Upton County | TX | 79755 | UPTON | CN604204479 | RN111640470 | Nondestructive pipeline testing expenditures – Radiography. | The following property is used 100% for pollution control and is installed to meet or exceed federal or state regulations: Nondestructive pipeline testing expenditures – Radiography. | 2023-04-18 | 603200 | 100
25139 | T1 | COGENT MIDSTREAM WESTEX LLC | TOM GREEN COUNTY CANES MIDSTREAM PIPELINE | CANES MIDSTREAM PIPELINE LOCATED IN TOM GREEN COUNTY | Tom Green County | TX | 76951 | TOM GREEN | CN604204479 | RN111640462 | Nondestructive pipeline testing expenditures – Radiography. | The following property is used 100% for pollution control and is installed to meet or exceed federal or state regulations: Nondestructive pipeline testing expenditures – Radiography. | 2023-04-18 | 140160 | 100
25140 | T1 | COGENT MIDSTREAM WESTEX LLC | STERLING COUNTY CANES MIDSTREAM PIPELINE | CANES MIDSTREAM PIPELINE LOCATED IN STERLING COUNTY | Sterling County | TX | 76951 | STERLING | CN604204479 | RN111640454 | Nondestructive pipeline testing expenditures – Radiography. | The following property is used 100% for pollution control and is installed to meet or exceed federal or state regulations: Nondestructive pipeline testing expenditures – Radiography. | 2023-04-18 | 6501680 | 100
25141 | T1 | COGENT MIDSTREAM WESTEX LLC | REAGAN COUNTY CANES MIDSTREAM PIPELINE | CANES MIDSTREAM PIPELINE LOCATED IN REAGAN COUNTY | Reagan County | TX | 76932 | REAGAN | CN604204479 | RN111640447 | Nondestructive pipeline testing expenditures – Radiography. | The following property is used 100% for pollution control and is installed to meet or exceed federal or state regulations: Nondestructive pipeline testing expenditures – Radiography. | 2023-04-18 | 8239992 | 100
25142 | T1 | COGENT MIDSTREAM WESTEX LLC | NOLAN COUNTY CANES MIDSTREAM PIPELINE | CANES MIDSTREAM PIPELINE LOCATED IN NOLAN COUNTY | Nolan County | TX | 79535 | NOLAN | CN604204479 | RN111640421 | Nondestructive pipeline testing expenditures – Radiography. | The following property is used 100% for pollution control and is installed to meet or exceed federal or state regulations: Nondestructive pipeline testing expenditures – Radiography. | 2023-04-18 | 36000 | 100
25143 | T1 | COGENT MIDSTREAM WESTEX LLC | MITCHELL COUNTY CANES MIDSTREAM PIPELINE | CANES MIDSTREAM PIPELINE LOCATED IN MITCHELL COUNTY | Mitchell County | TX | 79512 | MITCHELL | CN604204479 | RN111640413 | Nondestructive pipeline testing expenditures – Radiography. | The following property is used 100% for pollution control and is installed to meet or exceed federal or state regulations: Nondestructive pipeline testing expenditures – Radiography. | 2023-04-18 | 1832296 | 100
25144 | T1 | COGENT MIDSTREAM WESTEX LLC | IRION COUNTY CANES MIDSTREAM PIPELINE | CANES MIDSTREAM PIPELINE LOCATED IN IRION COUNTY | Irion County | TX | 76930 | IRION | CN604204479 | RN111640405 | Nondestructive pipeline testing expenditures – Radiography. | The following property is used 100% for pollution control and is installed to meet or exceed federal or state regulations: Nondestructive pipeline testing expenditures – Radiography. | 2023-04-18 | 6617728 | 100
25145 | T1 | COGENT MIDSTREAM WESTEX LLC | GLASSCOCK COUNTY CANES MIDSTREAM PIPELINE | CANES MIDSTREAM PIPELINE LOCATED IN GLASSCOCK COUNTY | Glasscock County | TX | 79739 | GLASSCOCK | CN604204479 | RN111640397 | Nondestructive pipeline testing expenditures – Radiography. | The following property is used 100% for pollution control and is installed to meet or exceed federal or state regulations: Nondestructive pipeline testing expenditures – Radiography. | 2023-04-18 | 262912 | 100
25146 | T1 | COGENT MIDSTREAM WESTEX LLC | CROCKETT COUNTY CANES MIDSTREAM PIPELINE | CANES MIDSTREAM PIPELINE LOCATED IN CROCKETT COUNTY | Crockett County | TX | 76943 | CROCKETT | CN604204479 | RN111640389 | Nondestructive pipeline testing expenditures – Radiography. | The following property is used 100% for pollution control and is installed to meet or exceed federal or state regulations: Nondestructive pipeline testing expenditures – Radiography. | 2023-04-18 | 2857576 | 100
25147 | T1 | COGENT MIDSTREAM WESTEX LLC | COKE COUNTY CANES MIDSTREAM PIPELINE | CANES MIDSTREAM PIPELINE LOCATED IN COKE COUNTY | Coke County | TX | 76945 | COKE | CN604204479 | RN111640371 | Nondestructive pipeline testing expenditures – Radiography. | The following property is used 100% for pollution control and is installed to meet or exceed federal or state regulations: Nondestructive pipeline testing expenditures – Radiography. | 2023-04-18 | 425600 | 100
25148 | T1 | COGENT MIDSTREAM WESTEX LLC | UPTON COUNTY CANES MIDSTREAM PIPELINE | CANES MIDSTREAM PIPELINE LOCATED IN UPTON COUNTY | Upton County | TX | 79755 | UPTON | CN604204479 | RN111640470 | Sedimentation and erosion controls consisting of slope breakers, silt fences, sedimentation barriers, staked hay or straw bales, matting and diking. | The following property is used 100% for pollution control and is installed to meet or exceed federal or state regulations: Sedimentation and erosion controls consisting of slope breakers, silt fences, sedimentation barriers, staked hay or straw bales, matting and diking. | 2023-03-12 | 754000 | 100
25149 | T1 | COGENT MIDSTREAM WESTEX LLC | TOM GREEN COUNTY CANES MIDSTREAM PIPELINE | CANES MIDSTREAM PIPELINE LOCATED IN TOM GREEN COUNTY | Tom Green County | TX | 76951 | TOM GREEN | CN604204479 | RN111640462 | Sedimentation and erosion controls consisting of slope breakers, silt fences, sedimentation barriers, staked hay or straw bales, matting and diking. | The following property is used 100% for pollution control and is installed to meet or exceed federal or state regulations: Sedimentation and erosion controls consisting of slope breakers, silt fences, sedimentation barriers, staked hay or straw bales, matting and diking. | 2023-03-12 | 175200 | 100
25150 | T1 | COGENT MIDSTREAM WESTEX LLC | STERLING COUNTY CANES MIDSTREAM PIPELINE | CANES MIDSTREAM PIPELINE LOCATED IN STERLING COUNTY | Sterling County | TX | 76951 | STERLING | CN604204479 | RN111640454 | Sedimentation and erosion controls consisting of slope breakers, silt fences, sedimentation barriers, staked hay or straw bales, matting and diking. | The following property is used 100% for pollution control and is installed to meet or exceed federal or state regulations: Sedimentation and erosion controls consisting of slope breakers, silt fences, sedimentation barriers, staked hay or straw bales, matting and diking. | 2023-03-15 | 8127100 | 100
25151 | T1 | COGENT MIDSTREAM WESTEX LLC | REAGAN COUNTY CANES MIDSTREAM PIPELINE | CANES MIDSTREAM PIPELINE LOCATED IN REAGAN COUNTY | Reagan County | TX | 76932 | REAGAN | CN604204479 | RN111640447 | Sedimentation and erosion controls consisting of slope breakers, silt fences, sedimentation barriers, staked hay or straw bales, matting and diking. | The following property is used 100% for pollution control and is installed to meet or exceed federal or state regulations: Sedimentation and erosion controls consisting of slope breakers, silt fences, sedimentation barriers, staked hay or straw bales, matting and diking. | 2023-03-15 | 10299990 | 100
25152 | T1 | COGENT MIDSTREAM WESTEX LLC | NOLAN COUNTY CANES MIDSTREAM PIPELINE | CANES MIDSTREAM PIPELINE LOCATED IN NOLAN COUNTY | Nolan County | TX | 79535 | NOLAN | CN604204479 | RN111640421 | Sedimentation and erosion controls consisting of slope breakers, silt fences, sedimentation barriers, staked hay or straw bales, matting and diking. | The following property is used 100% for pollution control and is installed to meet or exceed federal or state regulations: Sedimentation and erosion controls consisting of slope breakers, silt fences, sedimentation barriers, staked hay or straw bales, matting and diking. | 2023-03-15 | 45000 | 100
25153 | T1 | COGENT MIDSTREAM WESTEX LLC | MITCHELL COUNTY CANES MIDSTREAM PIPELINE | CANES MIDSTREAM PIPELINE LOCATED IN MITCHELL COUNTY | Mitchell County | TX | 79512 | MITCHELL | CN604204479 | RN111640413 | Sedimentation and erosion controls consisting of slope breakers, silt fences, sedimentation barriers, staked hay or straw bales, matting and diking. | The following property is used 100% for pollution control and is installed to meet or exceed federal or state regulations: Sedimentation and erosion controls consisting of slope breakers, silt fences, sedimentation barriers, staked hay or straw bales, matting and diking. | 2023-03-15 | 2290370 | 100
25154 | T1 | COGENT MIDSTREAM WESTEX LLC | IRION COUNTY CANES MIDSTREAM PIPELINE | CANES MIDSTREAM PIPELINE LOCATED IN IRION COUNTY | Irion County | TX | 76930 | IRION | CN604204479 | RN111640405 | Sedimentation and erosion controls consisting of slope breakers, silt fences, sedimentation barriers, staked hay or straw bales, matting and diking. | The following property is used 100% for pollution control and is installed to meet or exceed federal or state regulations: Sedimentation and erosion controls consisting of slope breakers, silt fences, sedimentation barriers, staked hay or straw bales, matting and diking. | 2023-03-15 | 8272160 | 100
25155 | T1 | COGENT MIDSTREAM WESTEX LLC | GLASSCOCK COUNTY CANES MIDSTREAM PIPELINE | CANES MIDSTREAM PIPELINE LOCATED IN GLASSCOCK COUNTY | Glasscock County | TX | 79739 | GLASSCOCK | CN604204479 | RN111640397 | Sedimentation and erosion controls consisting of slope breakers, silt fences, sedimentation barriers, staked hay or straw bales, matting and diking. | The following property is used 100% for pollution control and is installed to meet or exceed federal or state regulations: Sedimentation and erosion controls consisting of slope breakers, silt fences, sedimentation barriers, staked hay or straw bales, matting and diking. | 2023-03-15 | 328640 | 100
25156 | T1 | COGENT MIDSTREAM WESTEX LLC | CROCKETT COUNTY CANES MIDSTREAM PIPELINE | CANES MIDSTREAM PIPELINE LOCATED IN CROCKETT COUNTY | Crockett County | TX | 76943 | CROCKETT | CN604204479 | RN111640389 | Sedimentation and erosion controls consisting of slope breakers, silt fences, sedimentation barriers, staked hay or straw bales, matting and diking. | The following property is used 100% for pollution control and is installed to meet or exceed federal or state regulations: Sedimentation and erosion controls consisting of slope breakers, silt fences, sedimentation barriers, staked hay or straw bales, matting and diking. | 2023-03-15 | 3571970 | 100
25157 | T1 | COGENT MIDSTREAM WESTEX LLC | COKE COUNTY CANES MIDSTREAM PIPELINE | CANES MIDSTREAM PIPELINE LOCATED IN COKE COUNTY | Coke County | TX | 76945 | COKE | CN604204479 | RN111640371 | Sedimentation and erosion controls consisting of slope breakers, silt fences, sedimentation barriers, staked hay or straw bales, matting and diking. | The following property is used 100% for pollution control and is installed to meet or exceed federal or state regulations: Sedimentation and erosion controls consisting of slope breakers, silt fences, sedimentation barriers, staked hay or straw bales, matting and diking. | 2023-03-15 | 532000 | 100
25158 | T1 | CORRIGAN OSB LLC | CORRIGAN OSB | 1923 US HIGHWAY 287 W | CORRIGAN | TX | 75939 | POLK | CN604724831 | RN107922510 | Baghouses (No. PSX-11, PSX-12FF, PSX-13FF, and PSX-14FF); selective noncatalytic reduction system; cyclones (CYCX-3 CYCX-4); quench ducts including recirculated water sprays (QDX-1 and QDX-2); wet electrostatic precipitators (WESPs) (WESPX-3 and WESPX-4); water diversion system for the WESPs including process sewer lift station #1 for the regenerative thermal oxidizer (RTO) area, RTO containment system, WESP containment system; drive-in containment RTO/process water containment area; pumps for the WESPs including RTO/process wastewater pump (4X8155), WESP sump pumps (4X8111, 4X8112, and 4X8113) and RTO condensate pump (4X8106); RTO system (DRTOX-03 and DRTOX-04); continuous opacity monitors (COMs) on DRTOX-03 and DRTOX-04; temperature and pressure monitoring devices and sampling ports on quench ducts, WESPs, and RTOs; hood collection system for the press area; press RTO (PRTOX-02); temperature and pressure monitoring devices for press RTO (PRTOX-02); submerged fill on hydraulic tank (TKX-22), two phenolic resin tanks (TKX-16 and TKX-17), and a paraffinic wax storage tank (TKX-19); fabric filter on edge seal booth (PFX-03C); and the incremental cost difference for airless spray and comparable standard air powered paint spray application equipment. | The following property is used 100% for pollution control and is installed to meet or exceed federal or state regulations: Baghouses (No. PSX-11, PSX-12FF, PSX-13FF, and PSX-14FF); selective noncatalytic reduction system; cyclones (CYCX-3 CYCX-4); quench ducts including recirculated water sprays (QDX-1 and QDX-2); wet electrostatic precipitators (WESPs) (WESPX-3 and WESPX-4); water diversion system for the WESPs including process sewer lift station #1 for the regenerative thermal oxidizer (RTO) area, RTO containment system, WESP containment system; drive-in containment RTO/process water containment area; pumps for the WESPs including RTO/process wastewater pump (4X8155), WESP sump pumps (4X8111, 4X8112, and 4X8113) and RTO condensate pump (4X8106); RTO system (DRTOX-03 and DRTOX-04); continuous opacity monitors (COMs) on DRTOX-03 and DRTOX-04; temperature and pressure monitoring devices and sampling ports on quench ducts, WESPs, and RTOs; hood collection system for the press area; press RTO (PRTOX-02); temperature and pressure monitoring devices for press RTO (PRTOX-02); submerged fill on hydraulic tank (TKX-22), two phenolic resin tanks (TKX-16 and TKX-17), and a paraffinic wax storage tank (TKX-19); fabric filter on edge seal booth (PFX-03C); and the incremental cost difference for airless spray and comparable standard air powered paint spray application equipment. | 2023-05-19 | 23743436 | 100
25159 | T1 | ASPEN MIDSTREAM LLC | AUSTIN COUNTY ASPEN MIDSTREAM PIPELINE | ASPEN MIDSTREAM PIPELINE LOCATED IN AUSTIN COUNTY | Austin County | TX | 78931 | AUSTIN | CN606100659 | RN111644662 | Pipeline coatings and cathodic protection on the Aspen Midstream Pipeline in Austin County. | The following property is used 100% for pollution control and is installed to meet or exceed federal or state regulations: Pipeline coatings and cathodic protection on the Aspen Midstream Pipeline in Austin County. | 2023-04-18 | 535618 | 100
25160 | T1 | WHISTLER PIPELINE LLC | WHISTLER PIPELINE LLC ZAVALA PIPELINE SEGMENTS | WHISTLER PIPELINE ZAVALA PIPELINE SEGMENTS | Zavala County | TX | 78872 | ZAVALA | CN606100295 | RN111644696 | Pipeline coatings and cathodic protection on the Whistler Pipeline LLC Pipeline Segments in Zavala County. | The following property is used 100% for pollution control and is installed to meet or exceed federal or state regulations: Pipeline coatings and cathodic protection on the Whistler Pipeline LLC Pipeline Segments in Zavala County. | 2023-04-18 | 1270080 | 100
25161 | T1 | WHISTLER PIPELINE LLC | WHISTLER PIPELINE LLC VAL VERDE PIPELINE SEGMENTS | WHISTLER PIPELINE VAL VERDE PIPELINE SEGEMENTS | Val Verde County | TX | 78837 | VAL VERDE | CN606100295 | RN111644704 | Pipeline coatings and cathodic protection on the Whistler Pipeline LLC Pipeline Segments in Val Verde County. | The following property is used 100% for pollution control and is installed to meet or exceed federal or state regulations: Pipeline coatings and cathodic protection on the Whistler Pipeline LLC Pipeline Segments in Val Verde County. | 2023-04-18 | 1928640 | 100
25162 | T1 | WHISTLER PIPELINE LLC | WHISTLER PIPELINE LLC UPTON PIPELINE SEGMENTS | WHISTLER PIPELINE UPTON PIPELINE SEGMENTS | Upton County | TX | 79778 | UPTON | CN606100295 | RN111644712 | Pipeline coatings and cathodic protection on the Whistler Pipeline LLC Pipeline Segments in Upton County. | The following property is used 100% for pollution control and is installed to meet or exceed federal or state regulations: Pipeline coatings and cathodic protection on the Whistler Pipeline LLC Pipeline Segments in Upton County. | 2023-04-18 | 1638912 | 100
25163 | T1 | WHISTLER PIPELINE LLC | WHISTLER PIPELINE LLC REAGAN PIPELINE SEGMENTS | WHISTLER PIPELINE REAGAN PIPELINE SEGMENTS | Reagan County | TX | 76932 | REAGAN | CN606100295 | RN111644720 | Pipeline coatings and cathodic protection on the Whistler Pipeline LLC Pipeline Segments in Reagan County. | The following property is used 100% for pollution control and is installed to meet or exceed federal or state regulations: Pipeline coatings and cathodic protection on the Whistler Pipeline LLC Pipeline Segments in Reagan County. | 2023-04-18 | 908432 | 100
25164 | T1 | WHISTLER PIPELINE LLC | WHISTLER PIPELINE LLC PECOS PIPELINE SEGMENTS | WHISTLER PIPELINE PECOS PIPELINE SEGMENTS | Pecos County | TX | 79735 | PECOS | CN606100295 | RN111644738 | Pipeline coatings and cathodic protection on the Whistler Pipeline LLC Pipeline Segments in Pecos County. | The following property is used 100% for pollution control and is installed to meet or exceed federal or state regulations: Pipeline coatings and cathodic protection on the Whistler Pipeline LLC Pipeline Segments in Pecos County. | 2023-04-18 | 1427328 | 100
25165 | T1 | WHISTLER PIPELINE LLC | WHISTLER PIPELINE LLC NUECES PIPELINE SEGMENTS | WHISTLER PIPELINE NUECES PIPELINE SEGMENTS | Nueces County | TX | 78339 | NUECES | CN606100295 | RN111644746 | Pipeline coatings and cathodic protection on the Whistler Pipeline LLC Pipeline Segments in Nueces County. | The following property is used 100% for pollution control and is installed to meet or exceed federal or state regulations: Pipeline coatings and cathodic protection on the Whistler Pipeline LLC Pipeline Segments in Nueces County. | 2023-04-19 | 296784 | 100
25166 | T1 | WHISTLER PIPELINE LLC | WHISTLER PIPELINE LLC MIDLAND PIPELINE SEGMENTS | WHISTLER PIPELINE MIDLAND PIPELINE SEGMENTS | Midland County | TX | 79701 | MIDLAND | CN606100295 | RN111644753 | Pipeline coatings and cathodic protection on the Whistler Pipeline LLC Pipeline Segments in Midland County. | The following property is used 100% for pollution control and is installed to meet or exceed federal or state regulations: Pipeline coatings and cathodic protection on the Whistler Pipeline LLC Pipeline Segments in Midland County. | 2023-04-19 | 240448 | 100
25167 | T1 | WHISTLER PIPELINE LLC | WHISTLER PIPELINE LLC MCMULLEN PIPELINE SEGMENTS | WHISTLER PIPELINE MCMULLEN PIPELINE SEGMENTS | Mcmullen County | TX | 78072 | MCMULLEN | CN606100295 | RN111644761 | Pipeline coatings and cathodic protection on the Whistler Pipeline LLC Pipeline Segments in McMullen County. | The following property is used 100% for pollution control and is installed to meet or exceed federal or state regulations: Pipeline coatings and cathodic protection on the Whistler Pipeline LLC Pipeline Segments in McMullen County. | 2023-04-19 | 610176 | 100
25168 | T1 | WHISTLER PIPELINE LLC | WHISTLER PIPELINE LLC MAVERICK PIPELINE SEGMENTS | WHISTLER PIPELINE LLC MAVERICK PIPELINE SEGMENTS | Maverick County | TX | 78877 | MAVERICK | CN606100295 | RN111644779 | Pipeline coatings and cathodic protection on the Whistler Pipeline LLC Pipeline Segments in Maverick County. | The following property is used 100% for pollution control and is installed to meet or exceed federal or state regulations: Pipeline coatings and cathodic protection on the Whistler Pipeline LLC Pipeline Segments in Maverick County. | 2023-04-19 | 420000 | 100
25169 | T1 | WHISTLER PIPELINE LLC | WHISTLER PIPELINE LLC LA SALLE PIPELINE SEGMENTS | WHISTLER PIPELINE LA SALLE PIPELINE SEGMENTS | La Salle County | TX | 78001 | LA SALLE | CN606100295 | RN111644787 | Pipeline coatings and cathodic protection on the Whistler Pipeline LLC Pipeline Segments in La Salle County. | The following property is used 100% for pollution control and is installed to meet or exceed federal or state regulations: Pipeline coatings and cathodic protection on the Whistler Pipeline LLC Pipeline Segments in La Salle County. | 2023-04-19 | 1499232 | 100
25170 | T1 | WHISTLER PIPELINE LLC | WHISTLER PIPELINE LLC KINNEY PIPELINE SEGEMENTS | WHISTLER PIPELINE KINNEY PIPELINE SEGMENTS | Kinney County | TX | 78832 | KINNEY | CN606100295 | RN111644795 | Pipeline coatings and cathodic protection on the Whistler Pipeline LLC Pipeline Segments in Kinney County. | The following property is used 100% for pollution control and is installed to meet or exceed federal or state regulations: Pipeline coatings and cathodic protection on the Whistler Pipeline LLC Pipeline Segments in Kinney County. | 2023-04-19 | 1526448 | 100
25171 | T1 | WHISTLER PIPELINE LLC | WHISTLER PIPELINE LLC JIM WELLS PIPELINE SEGMENTS | WHISTLER PIPELINE JIM WELLS PIPELINE SEGMENTS | Jim Wells County | TX | 78332 | JIM WELLS | CN606100295 | RN111644803 | Pipeline coatings and cathodic protection on the Whistler Pipeline LLC Pipeline Segments in Jim Wells County. | The following property is used 100% for pollution control and is installed to meet or exceed federal or state regulations: Pipeline coatings and cathodic protection on the Whistler Pipeline LLC Pipeline Segments in Jim Wells County. | 2023-04-19 | 678720 | 100
25172 | T1 | WHISTLER PIPELINE LLC | WHISTLER PIPELINE LLC GLASSCOCK PIPLINE SEGMENTS | WHISTLER PIPELINE GLASSCOCK PIPELINE SEGMENTS | Glasscock County | TX | 79739 | GLASSCOCK | CN606100295 | RN111644811 | Pipeline coatings and cathodic protection on the Whistler Pipeline LLC Pipeline Segments in Glasscock County. | The following property is used 100% for pollution control and is installed to meet or exceed federal or state regulations: Pipeline coatings and cathodic protection on the Whistler Pipeline LLC Pipeline Segments in Glasscock County. | 2023-04-19 | 337472 | 100
25173 | T1 | WHISTLER PIPELINE LLC | WHISTLER PIPELINE LLC DUVAL PIPELINE SEGMENTS | WHISTLER PIPELINE LLC DUVAL PIPELINE SEGMENTS | Duval County | TX | 78357 | DUVAL | CN606100295 | RN111644829 | Pipeline coatings and cathodic protection on the Whistler Pipeline LLC Pipeline Segments in Duval County. | The following property is used 100% for pollution control and is installed to meet or exceed federal or state regulations: Pipeline coatings and cathodic protection on the Whistler Pipeline LLC Pipeline Segments in Duval County. | 2023-04-19 | 781872 | 100
25174 | T1 | WHISTLER PIPELINE LLC | WHISTLER PIPELINE LLC DIMMIT PIPELINE SEGMENTS | WHISTLER PIPELINE DIMMIT PIPELINE SEGMENTS | Dimmit County | TX | 78830 | DIMMIT | CN606100295 | RN111644837 | Pipeline coatings and cathodic protection on the Whistler Pipeline LLC Pipeline Segments in Dimmit County. | The following property is used 100% for pollution control and is installed to meet or exceed federal or state regulations: Pipeline coatings and cathodic protection on the Whistler Pipeline LLC Pipeline Segments in Dimmit County. | 2023-04-19 | 609168 | 100
25175 | T1 | WHISTLER PIPELINE LLC | WHISTLER PIPELINE LLC CROCKETT PIPELINE SEGEMENTS | WHISTLER PIPELINE LLC CROCKETT PIPELINE SEGMENTS | Crockett County | TX | 76943 | CROCKETT | CN606100295 | RN111644845 | Pipeline coatings and cathodic protection on the Whistler Pipeline LLC Pipeline Segments in Crockett County. | The following property is used 100% for pollution control and is installed to meet or exceed federal or state regulations: Pipeline coatings and cathodic protection on the Whistler Pipeline LLC Pipeline Segments in Crockett County. | 2023-04-19 | 2245152 | 100
25176 | T1 | DELAWARE BASIN RESIDUE LLC | DELAWARE BASIN RESIDUE LLC WINKLER PIPELINE SEGMENTS | DELAWARE BASIN RESIDUE WINKLER PIPELINE SEGMENTS | Winkler County | TX | 79789 | WINKLER | CN606100303 | RN111644852 | Pipeline coatings and cathodic protection on the Delaware Basin Residue Pipeline Segments in Winkler County. | The following property is used 100% for pollution control and is installed to meet or exceed federal or state regulations: Pipeline coatings and cathodic protection on the Delaware Basin Residue Pipeline Segments in Winkler County. | 2023-04-19 | 206560 | 100
25177 | T1 | DELAWARE BASIN RESIDUE LLC | DELAWARE BASIN RESIDUE LLC WARD PIPELINE SEGMENTS | DELAWARE BASIN RESIDUE WARD PIPELINE SEGMENTS | Ward County | TX | 79777 | WARD | CN606100303 | RN111644860 | Pipeline coatings and cathodic protection on the Delaware Basin Residue Pipeline Segments in Ward County. | The following property is used 100% for pollution control and is installed to meet or exceed federal or state regulations: Pipeline coatings and cathodic protection on the Delaware Basin Residue Pipeline Segments in Ward County. | 2023-04-19 | 742944 | 100
25178 | T1 | DELAWARE BASIN RESIDUE LLC | DELAWARE BASIN RESIDUE LLC REEVES PIPELINE SEGMENTS | DELAWARE BASIN RESIDUE REEVES PIPELINE SEGMENTS | Reeves County | TX | 79772 | REEVES | CN606100303 | RN111644878 | Pipeline coatings and cathodic protection on the Delaware Basin Residue Pipeline Segments in Reeves County. | The following property is used 100% for pollution control and is installed to meet or exceed federal or state regulations: Pipeline coatings and cathodic protection on the Delaware Basin Residue Pipeline Segments in Reeves County. | 2023-04-19 | 883104 | 100
25179 | T1 | DELAWARE BASIN RESIDUE LLC | DELAWARE BASIN RESIDUE LLC PECOS PIPELINE SEGMENTS | DELAWARE BASIN RESIDUE LLC PECOS PIPELINE SEGMENTS | Pecos County | TX | 79735 | PECOS | CN606100303 | RN111644894 | Pipeline coatings and cathodic protection on the Delaware Basin Residue Pipeline Segments in Pecos County. | The following property is used 100% for pollution control and is installed to meet or exceed federal or state regulations: Pipeline coatings and cathodic protection on the Delaware Basin Residue Pipeline Segments in Pecos County. | 2023-04-19 | 143632 | 100
25180 | T1 | DELAWARE BASIN RESIDUE LLC | DELAWARE BASIN RESIDUE LLC LOVING PIPELINE SEGMENTS | DELAWARE BASIN RESIDUE LOVING COUNTY PIPELINE SEGMENTS | Loving County | TX | 79754 | LOVING | CN606100303 | RN111644928 | Pipeline coatings and cathodic protection on the Delaware Basin Residue Pipeline Segments in Loving County. | The following property is used 100% for pollution control and is installed to meet or exceed federal or state regulations: Pipeline coatings and cathodic protection on the Delaware Basin Residue Pipeline Segments in Loving County. | 2023-04-19 | 1208848 | 100
25181 | T1 | ASPEN MIDSTREAM LLC | WASHINGTON COUNTY ASPEN MIDSTREAM PIPELINE | ASPEN MIDSTREAM PIPELINE LOCATED IN WASHINGTON COUNTY | Washington County | TX | 77835 | WASHINGTON | CN606100659 | RN111644951 | Pipeline coatings and cathodic protection on the Aspen Midstream Pipeline Segments in Washington County. | The following property is used 100% for pollution control and is installed to meet or exceed federal or state regulations: Pipeline coatings and cathodic protection on the Aspen Midstream Pipeline Segments in Washington County. | 2023-04-19 | 927696 | 100
25182 | T1 | ASPEN MIDSTREAM LLC | WALLER COUNTY ASPEN MIDSTREAM PIPELINE | ASPEN MIDSTREAM PIPELINE LOCATED IN WALLER COUNTY | Waller County | TX | 77423 | WALLER | CN606100659 | RN111644969 | Pipeline coatings and cathodic protection on the Aspen Midstream Pipeline Segments in Waller County. | The following property is used 100% for pollution control and is installed to meet or exceed federal or state regulations: Pipeline coatings and cathodic protection on the Aspen Midstream Pipeline Segments in Waller County. | 2023-04-19 | 531624 | 100
25183 | T1 | ASPEN MIDSTREAM LLC | FAYETTE COUNTY ASPEN MIDSTREAM PIPELINE | ASPEN MIDSTREAM PIPELINE LOCATED IN FAYETTE COUNTY | Fayette County | TX | 78954 | FAYETTE | CN606100659 | RN111644977 | Pipeline coatings and cathodic protection on the Aspen Midstream Pipeline Segments in Fayette County. | The following property is used 100% for pollution control and is installed to meet or exceed federal or state regulations: Pipeline coatings and cathodic protection on the Aspen Midstream Pipeline Segments in Fayette County. | 2023-04-19 | 498490 | 100
25184 | T1 | ASPEN MIDSTREAM LLC | AUSTIN COUNTY ASPEN MIDSTREAM PIPELINE | ASPEN MIDSTREAM PIPELINE LOCATED IN AUSTIN COUNTY | Austin County | TX | 78931 | AUSTIN | CN606100659 | RN111644662 | Sedimentation and erosion controls consisting of slope breakers, silt fences, sedimentation barriers, staked hay or straw bales, matting and diking. | The following property is used 100% for pollution control and is installed to meet or exceed federal or state regulations: Sedimentation and erosion controls consisting of slope breakers, silt fences, sedimentation barriers, staked hay or straw bales, matting and diking. | 2023-04-19 | 3347610 | 100
25185 | T1 | ASPEN MIDSTREAM LLC | WASHINGTON COUNTY ASPEN MIDSTREAM PIPELINE | ASPEN MIDSTREAM PIPELINE LOCATED IN WASHINGTON COUNTY | Washington County | TX | 77835 | WASHINGTON | CN606100659 | RN111644951 | Nondestructive pipeline testing expenditures – Radiography. | The following property is used 100% for pollution control and is installed to meet or exceed federal or state regulations: Nondestructive pipeline testing expenditures – Radiography. | 2023-04-24 | 4638480 | 100
25186 | T1 | ASPEN MIDSTREAM LLC | WALLER COUNTY ASPEN MIDSTREAM PIPELINE | ASPEN MIDSTREAM PIPELINE LOCATED IN WALLER COUNTY | Waller County | TX | 77423 | WALLER | CN606100659 | RN111644969 | Nondestructive pipeline testing expenditures – Radiography. | The following property is used 100% for pollution control and is installed to meet or exceed federal or state regulations: Nondestructive pipeline testing expenditures – Radiography. | 2023-04-24 | 2658120 | 100
25187 | T1 | ASPEN MIDSTREAM LLC | FAYETTE COUNTY ASPEN MIDSTREAM PIPELINE | ASPEN MIDSTREAM PIPELINE LOCATED IN FAYETTE COUNTY | Fayette County | TX | 78954 | FAYETTE | CN606100659 | RN111644977 | Nondestructive pipeline testing expenditures – Radiography. | The following property is used 100% for pollution control and is installed to meet or exceed federal or state regulations: Nondestructive pipeline testing expenditures – Radiography. | 2023-04-24 | 2492448 | 100
25188 | T1 | ASPEN MIDSTREAM LLC | AUSTIN COUNTY ASPEN MIDSTREAM PIPELINE | ASPEN MIDSTREAM PIPELINE LOCATED IN AUSTIN COUNTY | Austin County | TX | 78931 | AUSTIN | CN606100659 | RN111644662 | Nondestructive pipeline testing expenditures – Radiography. | The following property is used 100% for pollution control and is installed to meet or exceed federal or state regulations: Nondestructive pipeline testing expenditures – Radiography. | 2023-04-24 | 2678088 | 100
25189 | T1 | ASPEN MIDSTREAM LLC | WASHINGTON COUNTY ASPEN MIDSTREAM PIPELINE | ASPEN MIDSTREAM PIPELINE LOCATED IN WASHINGTON COUNTY | Washington County | TX | 77835 | WASHINGTON | CN606100659 | RN111644951 | Automatic Shut Off Valves (block valves equipped with an actuator to close the valves) installed at intervals along the pipeline. | The following property is used 100% for pollution control and is installed to meet or exceed federal or state regulations: Automatic Shut Off Valves (block valves equipped with an actuator to close the valves) installed at intervals along the pipeline. | 2023-04-24 | 637791 | 100
25190 | T1 | ASPEN MIDSTREAM LLC | WALLER COUNTY ASPEN MIDSTREAM PIPELINE | ASPEN MIDSTREAM PIPELINE LOCATED IN WALLER COUNTY | Waller County | TX | 77423 | WALLER | CN606100659 | RN111644969 | Automatic Shut Off Valves (block valves equipped with an actuator to close the valves) installed at intervals along the pipeline. | The following property is used 100% for pollution control and is installed to meet or exceed federal or state regulations: Automatic Shut Off Valves (block valves equipped with an actuator to close the valves) installed at intervals along the pipeline. | 2023-04-24 | 365492 | 100
25191 | T1 | ASPEN MIDSTREAM LLC | FAYETTE COUNTY ASPEN MIDSTREAM PIPELINE | ASPEN MIDSTREAM PIPELINE LOCATED IN FAYETTE COUNTY | Fayette County | TX | 78954 | FAYETTE | CN606100659 | RN111644977 | Automatic Shut Off Valves (block valves equipped with an actuator to close the valves) installed at intervals along the pipeline. | The following property is used 100% for pollution control and is installed to meet or exceed federal or state regulations: Automatic Shut Off Valves (block valves equipped with an actuator to close the valves) installed at intervals along the pipeline. | 2023-04-24 | 342712 | 100
25192 | T1 | ASPEN MIDSTREAM LLC | AUSTIN COUNTY ASPEN MIDSTREAM PIPELINE | ASPEN MIDSTREAM PIPELINE LOCATED IN AUSTIN COUNTY | Austin County | TX | 78931 | AUSTIN | CN606100659 | RN111644662 | Automatic Shut Off Valves (block valves equipped with an actuator to close the valves) installed at intervals along the pipeline. | The following property is used 100% for pollution control and is installed to meet or exceed federal or state regulations: Automatic Shut Off Valves (block valves equipped with an actuator to close the valves) installed at intervals along the pipeline. | 2023-04-24 | 368237 | 100
25193 | T1 | ASPEN MIDSTREAM LLC | WASHINGTON COUNTY ASPEN MIDSTREAM PIPELINE | ASPEN MIDSTREAM PIPELINE LOCATED IN WASHINGTON COUNTY | Washington County | TX | 77835 | WASHINGTON | CN606100659 | RN111644951 | Sedimentation and erosion controls consisting of slope breakers, silt fences, sedimentation barriers, staked hay or straw bales, matting and diking. | The following property is used 100% for pollution control and is installed to meet or exceed federal or state regulations: Sedimentation and erosion controls consisting of slope breakers, silt fences, sedimentation barriers, staked hay or straw bales, matting and diking. | 2023-03-28 | 5798100 | 100
25194 | T1 | ASPEN MIDSTREAM LLC | WALLER COUNTY ASPEN MIDSTREAM PIPELINE | ASPEN MIDSTREAM PIPELINE LOCATED IN WALLER COUNTY | Waller County | TX | 77423 | WALLER | CN606100659 | RN111644969 | Sedimentation and erosion controls consisting of slope breakers, silt fences, sedimentation barriers, staked hay or straw bales, matting and diking. | The following property is used 100% for pollution control and is installed to meet or exceed federal or state regulations: Sedimentation and erosion controls consisting of slope breakers, silt fences, sedimentation barriers, staked hay or straw bales, matting and diking. | 2023-03-28 | 3322650 | 100
25195 | T1 | ASPEN MIDSTREAM LLC | FAYETTE COUNTY ASPEN MIDSTREAM PIPELINE | ASPEN MIDSTREAM PIPELINE LOCATED IN FAYETTE COUNTY | Fayette County | TX | 78954 | FAYETTE | CN606100659 | RN111644977 | Sedimentation and erosion controls consisting of slope breakers, silt fences, sedimentation barriers, staked hay or straw bales, matting and diking. | The following property is used 100% for pollution control and is installed to meet or exceed federal or state regulations: Sedimentation and erosion controls consisting of slope breakers, silt fences, sedimentation barriers, staked hay or straw bales, matting and diking. | 2023-03-28 | 3115560 | 100
25196 | T1 | ONCOR ELECTRIC DELIVERY COMPANY LLC | WICHITA FALLS SUBSTATION | 1900 OLD JACKSBORO HWY | Wichita County | TX | 76301 | WICHITA | CN603313842 | RN111645065 | Secondary containment consisting of a concrete pad around the transformer, an oil-water separator, and a metal railing. | The following property is used 100% for pollution control and is installed to meet or exceed federal or state regulations: Secondary containment consisting of a concrete pad around the transformer, an oil-water separator, and a metal railing. | 2023-04-14 | 64787 | 100
25197 | T1 | ONCOR ELECTRIC DELIVERY COMPANY LLC | 8111 DOUGLAS - MANHATTAN CONSTRUCTION | 8111 DOUGLAS AVE | Dallas County | TX | 75225 | DALLAS | CN603313842 | RN111645073 | Secondary containment consisting of a metal moat. | The following property is used 100% for pollution control and is installed to meet or exceed federal or state regulations: Secondary containment consisting of a metal moat. | 2023-04-14 | 19801 | 100
25198 | T1 | ONCOR ELECTRIC DELIVERY COMPANY LLC | WILLOW WELLS SUBSTATION | 11046 STATE HWY 302 | Winkler County | TX | 79789 | WINKLER | CN603313842 | RN111645081 | Secondary containment consisting of a concrete pad around the transformer, an oil-water separator, and a metal railing. | The following property is used 100% for pollution control and is installed to meet or exceed federal or state regulations: Secondary containment consisting of a concrete pad around the transformer, an oil-water separator, and a metal railing. | 2023-04-14 | 67780 | 100
25199 | T1 | ONCOR ELECTRIC DELIVERY COMPANY LLC | WHITE ROCK SUBSTATION | 1825 ST. FRANCIS AVE | Dallas County | TX | 75218 | DALLAS | CN603313842 | RN111645099 | Secondary containment consisting of a concrete pad around the transformer, an oil-water separator, and a metal railing and trench unit catastrophic containment consisting of an earthen berm, trench containment unit, and separator that contains oil. | The following property is used 100% for pollution control and is installed to meet or exceed federal or state regulations: Secondary containment consisting of a concrete pad around the transformer, an oil-water separator, and a metal railing and trench unit catastrophic containment consisting of an earthen berm, trench containment unit, and separator that contains oil. | 2023-04-14 | 188367 | 100
25200 | T1 | ONCOR ELECTRIC DELIVERY COMPANY LLC | WEST NETWORK SUBSTATION | 913 S. INDUSTRIAL AVE | Dallas County | TX | 75207 | DALLAS | CN603313842 | RN111645107 | Secondary containment consisting of a concrete pad around the transformer, an oil-water separator, and a metal railing. | The following property is used 100% for pollution control and is installed to meet or exceed federal or state regulations: Secondary containment consisting of a concrete pad around the transformer, an oil-water separator, and a metal railing. | 2023-04-14 | 92842 | 100
25201 | T1 | ONCOR ELECTRIC DELIVERY COMPANY LLC | WAXAHACHIE NORTHWEST SUBSTATION | 6810 DANIEL RD | Ellis County | TX | 75167 | ELLIS | CN603313842 | RN111645115 | Secondary containment consisting of a concrete pad around the transformer, an oil-water separator, and a metal railing and trench unit catastrophic containment consisting of an earthen berm, trench containment unit, and separator that contains oil. | The following property is used 100% for pollution control and is installed to meet or exceed federal or state regulations: Secondary containment consisting of a concrete pad around the transformer, an oil-water separator, and a metal railing and trench unit catastrophic containment consisting of an earthen berm, trench containment unit, and separator that contains oil. | 2023-04-14 | 129375 | 100
25202 | T1 | ONCOR ELECTRIC DELIVERY COMPANY LLC | TYLER SOUTHWEST SUBSTATION | 14321 CR1134 | Smith County | TX | 75709 | SMITH | CN603313842 | RN111645123 | Secondary containment consisting of a concrete pad around the transformer, an oil-water separator, and a metal railing and trench unit catastrophic containment consisting of an earthen berm, trench containment unit, and separator that contains oil. | The following property is used 100% for pollution control and is installed to meet or exceed federal or state regulations: Secondary containment consisting of a concrete pad around the transformer, an oil-water separator, and a metal railing and trench unit catastrophic containment consisting of an earthen berm, trench containment unit, and separator that contains oil. | 2023-04-14 | 128215 | 100
25203 | T1 | ONCOR ELECTRIC DELIVERY COMPANY LLC | TYLER GE SUBSTATION | 5128 TROUP HWY | Smith County | TX | 75707 | SMITH | CN603313842 | RN111645131 | Trench unit catastrophic containment system consisting of an earthen berm, a trench containment unit, and an oil-water separator. | The following property is used 100% for pollution control and is installed to meet or exceed federal or state regulations: Trench unit catastrophic containment system consisting of an earthen berm, a trench containment unit, and an oil-water separator. | 2023-04-14 | 107320 | 100
25204 | T1 | ONCOR ELECTRIC DELIVERY COMPANY LLC | THORNTONVILLE SUBSTATION | 5313 S COLORADO AVE | Ward County | TX | 79756 | WARD | CN603313842 | RN111645149 | Secondary containment consisting of a concrete pad around the transformer, an oil-water separator, and a metal railing. | The following property is used 100% for pollution control and is installed to meet or exceed federal or state regulations: Secondary containment consisting of a concrete pad around the transformer, an oil-water separator, and a metal railing. | 2023-04-14 | 67210 | 100
25205 | T1 | ONCOR ELECTRIC DELIVERY COMPANY LLC | STEPHENVILLE SWITCH | 2760 WEST WASHINGTON | Erath County | TX | 76401 | ERATH | CN603313842 | RN111645156 | Secondary containment consisting of a concrete pad around the transformer, an oil-water separator, and a metal railing. | The following property is used 100% for pollution control and is installed to meet or exceed federal or state regulations: Secondary containment consisting of a concrete pad around the transformer, an oil-water separator, and a metal railing. | 2023-04-14 | 40277 | 100
25206 | T1 | ONCOR ELECTRIC DELIVERY COMPANY LLC | STAGECOACH SUBSTATION | 9720 SHIMLA DR | Bell County | TX | 76542 | BELL | CN603313842 | RN111645164 | Secondary containment consisting of a concrete pad around the transformer, an oil-water separator, and a metal railing and trench unit catastrophic containment consisting of an earthen berm, trench containment unit, and separator that contains oil. | The following property is used 100% for pollution control and is installed to meet or exceed federal or state regulations: Secondary containment consisting of a concrete pad around the transformer, an oil-water separator, and a metal railing and trench unit catastrophic containment consisting of an earthen berm, trench containment unit, and separator that contains oil. | 2023-04-14 | 127570 | 100
25207 | T1 | ONCOR ELECTRIC DELIVERY COMPANY LLC | SHIPWRECK SUBSTATION | 628 TANK FARM ROAD | Reagan County | TX | 79739 | REAGAN | CN603313842 | RN111645172 | Secondary containment consisting of a concrete pad around the transformer, an oil-water separator, and a metal railing. | The following property is used 100% for pollution control and is installed to meet or exceed federal or state regulations: Secondary containment consisting of a concrete pad around the transformer, an oil-water separator, and a metal railing. | 2023-04-14 | 33190 | 100
25208 | T1 | ONCOR ELECTRIC DELIVERY COMPANY LLC | ROANOKE WEST SUBSTATION | HIGHWAY 114 WEST | Denton County | TX | 76262 | DENTON | CN603313842 | RN111645180 | Repair of secondary containment consisting of a concrete pad around the transformer, an oil-water separator, and a metal railing. | The following property is used 100% for pollution control and is installed to meet or exceed federal or state regulations: Repair of secondary containment consisting of a concrete pad around the transformer, an oil-water separator, and a metal railing. | 2023-04-14 | 15000 | 100
25209 | T1 | ONCOR ELECTRIC DELIVERY COMPANY LLC | RIVERVIEW SUBSTATION | 6074 FM-1927 | Ward County | TX | 79756 | WARD | CN603313842 | RN111645198 | Secondary containment consisting of a concrete pad around the transformer, an oil-water separator, and a metal railing. | The following property is used 100% for pollution control and is installed to meet or exceed federal or state regulations: Secondary containment consisting of a concrete pad around the transformer, an oil-water separator, and a metal railing. | 2023-04-14 | 32946 | 100
25210 | T1 | ONCOR ELECTRIC DELIVERY COMPANY LLC | RICHARDSON SPRING CREEK SUBSTATION | 1581 WOODOAK DR | Dallas County | TX | 75082 | DALLAS | CN603313842 | RN111645206 | Trench unit catastrophic containment system consisting of an earthen berm, a trench containment unit, and an oil-water separator. | The following property is used 100% for pollution control and is installed to meet or exceed federal or state regulations: Trench unit catastrophic containment system consisting of an earthen berm, a trench containment unit, and an oil-water separator. | 2023-04-14 | 106250 | 100
25211 | T1 | ONCOR ELECTRIC DELIVERY COMPANY LLC | REINDEER SUBSTATION | 2520 S DALLAS AVE | Dallas County | TX | 75146 | DALLAS | CN603313842 | RN111645214 | Secondary containment consisting of a concrete pad around the transformer, an oil-water separator, and a metal railing and trench unit catastrophic containment consisting of an earthen berm, trench containment unit, and separator that contains oil. | The following property is used 100% for pollution control and is installed to meet or exceed federal or state regulations: Secondary containment consisting of a concrete pad around the transformer, an oil-water separator, and a metal railing and trench unit catastrophic containment consisting of an earthen berm, trench containment unit, and separator that contains oil. | 2023-04-14 | 150029 | 100
25212 | T1 | ONCOR ELECTRIC DELIVERY COMPANY LLC | POOLVILLE SUBSTATION | Latitude = 32.9204, Longitude = -97.8602 | Parker County | TX | 76487 | PARKER | CN603313842 | RN111413621 | Trench unit catastrophic containment system consisting of an earthen berm, a trench containment unit, and an oil-water separator. | The following property is used 100% for pollution control and is installed to meet or exceed federal or state regulations: Trench unit catastrophic containment system consisting of an earthen berm, a trench containment unit, and an oil-water separator. | 2023-04-14 | 110531 | 100
25213 | T1 | ONCOR ELECTRIC DELIVERY COMPANY LLC | PLANO SHILOH ROAD SUBSTATION | 1091 SHILOH RD | Collin County | TX | 75074 | COLLIN | CN603313842 | RN111645222 | Secondary containment consisting of a concrete pad around the transformer, an oil-water separator, and a metal railing. | The following property is used 100% for pollution control and is installed to meet or exceed federal or state regulations: Secondary containment consisting of a concrete pad around the transformer, an oil-water separator, and a metal railing. | 2023-04-14 | 32220 | 100
25214 | T1 | ONCOR ELECTRIC DELIVERY COMPANY LLC | PANTHER ISLAND SUBSTATION | 400 N MAIN STREET | Tarrant County | TX | 76164 | TARRANT | CN603313842 | RN111645230 | Secondary containment consisting of a concrete pad around the transformer, an oil-water separator, and a metal railing and trench unit catastrophic containment consisting of an earthen berm, trench containment unit, and separator that contains oil. | The following property is used 100% for pollution control and is installed to meet or exceed federal or state regulations: Secondary containment consisting of a concrete pad around the transformer, an oil-water separator, and a metal railing and trench unit catastrophic containment consisting of an earthen berm, trench containment unit, and separator that contains oil. | 2023-04-14 | 164363 | 100
25215 | T1 | ONCOR ELECTRIC DELIVERY COMPANY LLC | ONCOR - TRANSMISSION REPAIR CENTER | 47000 N HIGHWAY 67 | Ellis County | TX | 76065 | ELLIS | CN603313842 | RN111645248 | Secondary containment consisting of an earthen berm and an oil-water separator. | The following property is used 100% for pollution control and is installed to meet or exceed federal or state regulations: Secondary containment consisting of an earthen berm and an oil-water separator. | 2023-04-14 | 84843 | 100
25216 | T1 | ONCOR ELECTRIC DELIVERY COMPANY LLC | MONUMENT DRAW SUBSTATION | 6832 FM-181 | Andrews County | TX | 79714 | ANDREWS | CN603313842 | RN111645255 | Secondary containment consisting of a concrete pad around the transformer, an oil-water separator, and a metal railing. | The following property is used 100% for pollution control and is installed to meet or exceed federal or state regulations: Secondary containment consisting of a concrete pad around the transformer, an oil-water separator, and a metal railing. | 2023-04-14 | 33290 | 100
25217 | T1 | ONCOR ELECTRIC DELIVERY COMPANY LLC | MIDWAY SUBSTATION | 7M S OF NOTREES, FM 2019 | Ector County | TX | 79741 | ECTOR | CN603313842 | RN111645263 | Secondary containment consisting of a concrete pad around the transformer, an oil-water separator, and a metal railing. | The following property is used 100% for pollution control and is installed to meet or exceed federal or state regulations: Secondary containment consisting of a concrete pad around the transformer, an oil-water separator, and a metal railing. | 2023-04-14 | 33610 | 100
25218 | T1 | ONCOR ELECTRIC DELIVERY COMPANY LLC | MEANS SUBSTATION | 385 9M N OF ANDREWS 5M E AT TAYLOR | Andrews County | TX | 79714 | ANDREWS | CN603313842 | RN111645271 | Secondary containment consisting of a concrete pad around the transformer, an oil-water separator, and a metal railing. | The following property is used 100% for pollution control and is installed to meet or exceed federal or state regulations: Secondary containment consisting of a concrete pad around the transformer, an oil-water separator, and a metal railing. | 2023-04-14 | 33190 | 100
25219 | T1 | ONCOR ELECTRIC DELIVERY COMPANY LLC | MCKINNEY SOUTH SUBSTATION | 4500 STATE HWY 121 | Collin County | TX | 75070 | COLLIN | CN603313842 | RN109632844 | Secondary containment consisting of an earthen berm and an oil-water separator. | The following property is used 100% for pollution control and is installed to meet or exceed federal or state regulations: Secondary containment consisting of an earthen berm and an oil-water separator. | 2023-04-14 | 54330 | 100
25220 | T1 | ONCOR ELECTRIC DELIVERY COMPANY LLC | MANSFIELD SUBSTATION | 1949 FM-1187 E | Tarrant County | TX | 76063 | TARRANT | CN603313842 | RN111645289 | Secondary containment consisting of a concrete pad around the transformer, an oil-water separator, and a metal railing and trench unit catastrophic containment consisting of an earthen berm, trench containment unit, and separator that contains oil. | The following property is used 100% for pollution control and is installed to meet or exceed federal or state regulations: Secondary containment consisting of a concrete pad around the transformer, an oil-water separator, and a metal railing and trench unit catastrophic containment consisting of an earthen berm, trench containment unit, and separator that contains oil. | 2023-04-14 | 288100 | 100
25221 | T1 | ONCOR ELECTRIC DELIVERY COMPANY LLC | LAWTHER DRIVE SUBSTATION | 2853 WHITE ROCK RD | Dallas County | TX | 75214 | DALLAS | CN603313842 | RN109627117 | Trench unit catastrophic containment system consisting of an earthen berm, a trench containment unit, and an oil-water separator. | The following property is used 100% for pollution control and is installed to meet or exceed federal or state regulations: Trench unit catastrophic containment system consisting of an earthen berm, a trench containment unit, and an oil-water separator. | 2023-04-14 | 159480 | 100
25222 | T1 | ONCOR ELECTRIC DELIVERY COMPANY LLC | LAKE HIGHLAND SUB | 10001 E NORTHWEST HWY | Dallas County | TX | 75238 | DALLAS | CN603313842 | RN111645297 | Secondary containment consisting of a concrete pad around the transformer, an oil-water separator, and a metal railing and trench unit catastrophic containment consisting of an earthen berm, trench containment unit, and separator that contains oil. | The following property is used 100% for pollution control and is installed to meet or exceed federal or state regulations: Secondary containment consisting of a concrete pad around the transformer, an oil-water separator, and a metal railing and trench unit catastrophic containment consisting of an earthen berm, trench containment unit, and separator that contains oil. | 2023-04-14 | 277784 | 100
25223 | T1 | ONCOR ELECTRIC DELIVERY COMPANY LLC | LAKEWOOD SUBSTATION | 1828 W GREEN OAKS BLVD | Tarrant County | TX | 76013 | TARRANT | CN603313842 | RN111645305 | Secondary containment consisting of a concrete pad around the transformer, an oil-water separator, and a metal railing and trench unit catastrophic containment consisting of an earthen berm, trench containment unit, and separator that contains oil. | The following property is used 100% for pollution control and is installed to meet or exceed federal or state regulations: Secondary containment consisting of a concrete pad around the transformer, an oil-water separator, and a metal railing and trench unit catastrophic containment consisting of an earthen berm, trench containment unit, and separator that contains oil. | 2023-04-14 | 152770 | 100
25224 | T1 | ONCOR ELECTRIC DELIVERY COMPANY LLC | LAKECREST SUBSTATION | Latitude = 32.731749, Longitude = -96.985932 | Dallas County | TX | 75051 | DALLAS | CN603313842 | RN110968807 | Secondary containment consisting of a concrete pad around the transformer, an oil-water separator, and a metal railing and trench unit catastrophic containment consisting of an earthen berm, trench containment unit, and separator that contains oil. | The following property is used 100% for pollution control and is installed to meet or exceed federal or state regulations: Secondary containment consisting of a concrete pad around the transformer, an oil-water separator, and a metal railing and trench unit catastrophic containment consisting of an earthen berm, trench containment unit, and separator that contains oil. | 2023-04-14 | 126872 | 100
25225 | T1 | ONCOR ELECTRIC DELIVERY COMPANY LLC | KLEBERG SUBSTATION | 2500 GREAT OAK DR | Dallas County | TX | 75253 | DALLAS | CN603313842 | RN111645313 | Secondary containment consisting of a concrete pad around the transformer, an oil-water separator, and a metal railing and trench unit catastrophic containment consisting of an earthen berm, trench containment unit, and separator that contains oil. | The following property is used 100% for pollution control and is installed to meet or exceed federal or state regulations: Secondary containment consisting of a concrete pad around the transformer, an oil-water separator, and a metal railing and trench unit catastrophic containment consisting of an earthen berm, trench containment unit, and separator that contains oil. | 2023-04-14 | 129905 | 100
25226 | T1 | ONCOR ELECTRIC DELIVERY COMPANY LLC | FRITO LAY | 2465 GOLDEN BEAR CT | Dallas County | TX | 75006 | DALLAS | CN603313842 | RN111645321 | Secondary containment consisting of a catastrophic distribution vault unit. | The following property is used 100% for pollution control and is installed to meet or exceed federal or state regulations: Secondary containment consisting of a catastrophic distribution vault unit. | 2023-04-14 | 15269 | 100
25227 | T1 | ONCOR ELECTRIC DELIVERY COMPANY LLC | KIMBALL ROAD SUB | 550 KIMBALL AVENUE | Tarrant County | TX | 76092 | TARRANT | CN603313842 | RN111645339 | Secondary containment consisting of a concrete pad around the transformer, an oil-water separator, and a metal railing and trench unit catastrophic containment consisting of an earthen berm, trench containment unit, and separator that contains oil. | The following property is used 100% for pollution control and is installed to meet or exceed federal or state regulations: Secondary containment consisting of a concrete pad around the transformer, an oil-water separator, and a metal railing and trench unit catastrophic containment consisting of an earthen berm, trench containment unit, and separator that contains oil. | 2023-04-14 | 188135 | 100
25228 | T1 | ONCOR ELECTRIC DELIVERY COMPANY LLC | KILLEEN SWITCH | 8732 FEATHERLINE RD | Bell County | TX | 76542 | BELL | CN603313842 | RN111645347 | Secondary containment consisting of a concrete pad around the transformer, an oil-water separator, and a metal railing. | The following property is used 100% for pollution control and is installed to meet or exceed federal or state regulations: Secondary containment consisting of a concrete pad around the transformer, an oil-water separator, and a metal railing. | 2023-04-14 | 58785 | 100
25229 | T1 | ONCOR ELECTRIC DELIVERY COMPANY LLC | KENNEDALE SUBSTATION | 333 S. NEW HOPE RD. | Tarrant County | TX | 76060 | TARRANT | CN603313842 | RN111645354 | Secondary containment consisting of a concrete pad around the transformer, an oil-water separator, and a metal railing. | The following property is used 100% for pollution control and is installed to meet or exceed federal or state regulations: Secondary containment consisting of a concrete pad around the transformer, an oil-water separator, and a metal railing. | 2023-04-14 | 92748 | 100
25230 | T1 | ONCOR ELECTRIC DELIVERY COMPANY LLC | KELLER WALL PRICE SUBSTATION | 833 CHISHOLM TRL | Tarrant County | TX | 76248 | TARRANT | CN603313842 | RN111645362 | Secondary containment consisting of a concrete pad around the transformer, an oil-water separator, and a metal railing and trench unit catastrophic containment consisting of an earthen berm, trench containment unit, and separator that contains oil. | The following property is used 100% for pollution control and is installed to meet or exceed federal or state regulations: Secondary containment consisting of a concrete pad around the transformer, an oil-water separator, and a metal railing and trench unit catastrophic containment consisting of an earthen berm, trench containment unit, and separator that contains oil. | 2023-04-14 | 163910 | 100
25231 | T1 | ONCOR ELECTRIC DELIVERY COMPANY LLC | IRVING VALLEY VIEW SUBSTATION | 2000 VALLEY VIEW LN | Dallas County | TX | 75061 | DALLAS | CN603313842 | RN111645370 | Secondary containment consisting of a concrete pad around the transformer, an oil-water separator, and a metal railing. | The following property is used 100% for pollution control and is installed to meet or exceed federal or state regulations: Secondary containment consisting of a concrete pad around the transformer, an oil-water separator, and a metal railing. | 2023-04-14 | 32490 | 100
25232 | T1 | ONCOR ELECTRIC DELIVERY COMPANY LLC | HORNE STREET SUBSTATION | 5792 EDWARDS RANCH RD | Tarrant County | TX | 76107 | TARRANT | CN603313842 | RN111645388 | Trench unit catastrophic containment system consisting of an earthen berm, a trench containment unit, and an oil-water separator. | The following property is used 100% for pollution control and is installed to meet or exceed federal or state regulations: Trench unit catastrophic containment system consisting of an earthen berm, a trench containment unit, and an oil-water separator. | 2023-04-14 | 166435 | 100
25233 | T1 | ONCOR ELECTRIC DELIVERY COMPANY LLC | HARRY HINES SUBSTATION | 1950 N STEMMONS FWY | Dallas County | TX | 75207 | DALLAS | CN603313842 | RN111645396 | Secondary containment consisting of a concrete pad around the transformer, an oil-water separator, and a metal railing and trench unit catastrophic containment consisting of an earthen berm, trench containment unit, and separator that contains oil. | The following property is used 100% for pollution control and is installed to meet or exceed federal or state regulations: Secondary containment consisting of a concrete pad around the transformer, an oil-water separator, and a metal railing and trench unit catastrophic containment consisting of an earthen berm, trench containment unit, and separator that contains oil. | 2023-04-14 | 126515 | 100
25234 | T1 | ONCOR ELECTRIC DELIVERY COMPANY LLC | GAMMA SUBSTATION | 146 W PARIS ST | Ellis County | TX | 75152 | ELLIS | CN603313842 | RN111645404 | Secondary containment consisting of a concrete pad around the transformer, an oil-water separator, and a metal railing and trench unit catastrophic containment consisting of an earthen berm, trench containment unit, and separator that contains oil. | The following property is used 100% for pollution control and is installed to meet or exceed federal or state regulations: Secondary containment consisting of a concrete pad around the transformer, an oil-water separator, and a metal railing and trench unit catastrophic containment consisting of an earthen berm, trench containment unit, and separator that contains oil. | 2023-04-14 | 127430 | 100
25235 | T1 | ONCOR ELECTRIC DELIVERY COMPANY LLC | FLAT LAND SUBSTATION | 3582 FM-846 | Martin County | TX | 79782 | MARTIN | CN603313842 | RN111645412 | Secondary containment consisting of a concrete pad around the transformer, an oil-water separator, and a metal railing. | The following property is used 100% for pollution control and is installed to meet or exceed federal or state regulations: Secondary containment consisting of a concrete pad around the transformer, an oil-water separator, and a metal railing. | 2023-04-14 | 67210 | 100
25236 | T1 | ONCOR ELECTRIC DELIVERY COMPANY LLC | FARMERS BRANCH SUBSTATION | 4055 ALPHA RD | Dallas County | TX | 75001 | DALLAS | CN603313842 | RN111645420 | Secondary containment consisting of a concrete pad around the transformer, an oil-water separator, and a metal railing and trench unit catastrophic containment consisting of an earthen berm, trench containment unit, and separator that contains oil. | The following property is used 100% for pollution control and is installed to meet or exceed federal or state regulations: Secondary containment consisting of a concrete pad around the transformer, an oil-water separator, and a metal railing and trench unit catastrophic containment consisting of an earthen berm, trench containment unit, and separator that contains oil. | 2023-04-14 | 160974 | 100
25237 | T1 | ONCOR ELECTRIC DELIVERY COMPANY LLC | ELKHART SUBSTATION | 105 FM 1817 | Anderson County | TX | 75839 | ANDERSON | CN603313842 | RN111645438 | Secondary containment consisting of a concrete pad around the transformer, an oil-water separator, and a metal railing and trench unit catastrophic containment consisting of an earthen berm, trench containment unit, and separator that contains oil. | The following property is used 100% for pollution control and is installed to meet or exceed federal or state regulations: Secondary containment consisting of a concrete pad around the transformer, an oil-water separator, and a metal railing and trench unit catastrophic containment consisting of an earthen berm, trench containment unit, and separator that contains oil. | 2023-04-14 | 157625 | 100
25238 | T1 | ONCOR ELECTRIC DELIVERY COMPANY LLC | EDGECLIFF VILLAGE SUBSTATION | 6747 CROWLEY RD | Tarrant County | TX | 76134 | TARRANT | CN603313842 | RN111645446 | Secondary containment consisting of a concrete pad around the transformer, an oil-water separator, and a metal railing and trench unit catastrophic containment consisting of an earthen berm, trench containment unit, and separator that contains oil. | The following property is used 100% for pollution control and is installed to meet or exceed federal or state regulations: Secondary containment consisting of a concrete pad around the transformer, an oil-water separator, and a metal railing and trench unit catastrophic containment consisting of an earthen berm, trench containment unit, and separator that contains oil. | 2023-04-14 | 181380 | 100
25239 | T1 | ONCOR ELECTRIC DELIVERY COMPANY LLC | DUVAL SUBSTATION | 1717 DUVAL ST | Tarrant County | TX | 76104 | TARRANT | CN603313842 | RN111645453 | Secondary containment consisting of a concrete pad around the transformer, an oil-water separator, and a metal railing. | The following property is used 100% for pollution control and is installed to meet or exceed federal or state regulations: Secondary containment consisting of a concrete pad around the transformer, an oil-water separator, and a metal railing. | 2023-04-14 | 65415 | 100
25240 | T1 | ONCOR ELECTRIC DELIVERY COMPANY LLC | DALWORTH SUBSTATION | 1940 W TARRANT RD | Dallas County | TX | 75050 | DALLAS | CN603313842 | RN111645461 | Secondary containment consisting of a concrete pad around the transformer, an oil-water separator, and a metal railing. | The following property is used 100% for pollution control and is installed to meet or exceed federal or state regulations: Secondary containment consisting of a concrete pad around the transformer, an oil-water separator, and a metal railing. | 2023-04-14 | 71336 | 100
25241 | T1 | ONCOR ELECTRIC DELIVERY COMPANY LLC | CARROLLTON NORTHWEST SUBSTATION | Latitude = 32.9846, Longitude = -96.9382 | Dallas County | TX | 75007 | DALLAS | CN603313842 | RN110105673 | Secondary containment consisting of a concrete pad around the transformer, an oil-water separator, and a metal railing. | The following property is used 100% for pollution control and is installed to meet or exceed federal or state regulations: Secondary containment consisting of a concrete pad around the transformer, an oil-water separator, and a metal railing. | 2023-04-14 | 34140 | 100
25242 | T1 | ONCOR ELECTRIC DELIVERY COMPANY LLC | BURNETT SWITCH | 113 SAN ANTONIO ST | Wichita County | TX | 76301 | WICHITA | CN603313842 | RN111645479 | Secondary containment consisting of a concrete pad around the transformer, an oil-water separator, and a metal railing and trench unit catastrophic containment consisting of an earthen berm, trench containment unit, and separator that contains oil. | The following property is used 100% for pollution control and is installed to meet or exceed federal or state regulations: Secondary containment consisting of a concrete pad around the transformer, an oil-water separator, and a metal railing and trench unit catastrophic containment consisting of an earthen berm, trench containment unit, and separator that contains oil. | 2023-04-14 | 408623 | 100
25243 | T1 | ONCOR ELECTRIC DELIVERY COMPANY LLC | BUFFALO CREEK SUBSTATION | 20114 FM 740 | Kaufman County | TX | 75126 | KAUFMAN | CN603313842 | RN111645487 | Secondary containment consisting of a concrete pad around the transformer, an oil-water separator, and a metal railing. | The following property is used 100% for pollution control and is installed to meet or exceed federal or state regulations: Secondary containment consisting of a concrete pad around the transformer, an oil-water separator, and a metal railing. | 2023-04-14 | 32132 | 100
25244 | T1 | ONCOR ELECTRIC DELIVERY COMPANY LLC | BRITTON ROAD SUBSTATION EHST 08-0044 | Latitude = 32.5511, Longitude = -97.0775 | Tarrant County | TX | 76063 | TARRANT | CN603313842 | RN105643910 | Secondary containment consisting of a concrete pad around the transformer, an oil-water separator, and a metal railing and trench unit catastrophic containment consisting of an earthen berm, trench containment unit, and separator that contains oil. | The following property is used 100% for pollution control and is installed to meet or exceed federal or state regulations: Secondary containment consisting of a concrete pad around the transformer, an oil-water separator, and a metal railing and trench unit catastrophic containment consisting of an earthen berm, trench containment unit, and separator that contains oil. | 2023-04-14 | 50968 | 100
25245 | T1 | ONCOR ELECTRIC DELIVERY COMPANY LLC | BLAIN SUBSTATION | 668 IH 45 S | Freestone County | TX | 75860 | FREESTONE | CN603313842 | RN111645495 | Secondary containment consisting of a concrete pad around the transformer, an oil-water separator, and a metal railing and trench unit catastrophic containment consisting of an earthen berm, trench containment unit, and separator that contains oil. | The following property is used 100% for pollution control and is installed to meet or exceed federal or state regulations: Secondary containment consisting of a concrete pad around the transformer, an oil-water separator, and a metal railing and trench unit catastrophic containment consisting of an earthen berm, trench containment unit, and separator that contains oil. | 2023-04-14 | 154405 | 100
25246 | T1 | ONCOR ELECTRIC DELIVERY COMPANY LLC | BLACKWELL STREET SUBSTATION | 5727 BLACKWELL ST | Dallas County | TX | 75231 | DALLAS | CN603313842 | RN111645503 | Secondary containment consisting of a concrete pad around the transformer, an oil-water separator, and a metal railing. | The following property is used 100% for pollution control and is installed to meet or exceed federal or state regulations: Secondary containment consisting of a concrete pad around the transformer, an oil-water separator, and a metal railing. | 2023-04-14 | 55511 | 100
25247 | T1 | ONCOR ELECTRIC DELIVERY COMPANY LLC | BARNSLEY SUBSTATION | TX 329 15 M W CRANE 1 M N SHELL RD | Crane County | TX | 79731 | CRANE | CN603313842 | RN111645511 | Secondary containment consisting of a concrete pad around the transformer, an oil-water separator, and a metal railing. | The following property is used 100% for pollution control and is installed to meet or exceed federal or state regulations: Secondary containment consisting of a concrete pad around the transformer, an oil-water separator, and a metal railing. | 2023-04-14 | 33190 | 100
25248 | T1 | ONCOR ELECTRIC DELIVERY COMPANY LLC | ANDREWS COUNTY SOUTH SUBSTATION | 5795 SW 7401 | ANDREWS | TX | 79714 | ANDREWS | CN603313842 | RN109632729 | Secondary containment consisting of a concrete pad around the transformer, an oil-water separator, and a metal railing. | The following property is used 100% for pollution control and is installed to meet or exceed federal or state regulations: Secondary containment consisting of a concrete pad around the transformer, an oil-water separator, and a metal railing. | 2023-04-14 | 54380 | 100
25249 | T1 | ONCOR ELECTRIC DELIVERY COMPANY LLC | ALEDO SUBSTATION | 1653 N FM 1187 | Parker County | TX | 76008 | PARKER | CN603313842 | RN111645529 | Secondary containment consisting of a concrete pad around the transformer, an oil-water separator, and a metal railing and trench unit catastrophic containment consisting of an earthen berm, trench containment unit, and separator that contains oil. | The following property is used 100% for pollution control and is installed to meet or exceed federal or state regulations: Secondary containment consisting of a concrete pad around the transformer, an oil-water separator, and a metal railing and trench unit catastrophic containment consisting of an earthen berm, trench containment unit, and separator that contains oil. | 2023-04-14 | 157415 | 100
25250 | T1 | ONCOR ELECTRIC DELIVERY COMPANY LLC | ABRAMS ROAD SUBSTATION | 6416 TRAMMEL DR | DALLAS | TX | 75214 | DALLAS | CN603313842 | RN109628651 | Trench unit catastrophic containment system consisting of an earthen berm, a trench containment unit, and an oil-water separator. | The following property is used 100% for pollution control and is installed to meet or exceed federal or state regulations: Trench unit catastrophic containment system consisting of an earthen berm, a trench containment unit, and an oil-water separator. | 2023-04-14 | 173409 | 100
25251 | T1 | GRAND PRIX PIPELINE LLC | GRAND PRIX CALLAHAN COUNTY PIPELINES | GRAND PRIX PIPELINES IN CALLAHAN COUNTY | Callahan County | TX | 79510 | CALLAHAN | CN605967280 | RN111645776 | Pipeline coatings and cathodic protection on the Grand Prix Pipeline LLC Segments in Callahan County. | The following property is used 100% for pollution control and is installed to meet or exceed federal or state regulations: Pipeline coatings and cathodic protection on the Grand Prix Pipeline LLC Segments in Callahan County. | 2023-04-21 | 560755 | 100
25252 | T1 | GRAND PRIX PIPELINE LLC | GRAND PRIX CHAMBERS COUNTY PIPELINE | GRAND PRIX PIPELINE SEGMENT IN CHAMBERS COUNTY | Chambers County | TX | 77521 | CHAMBERS | CN605967280 | RN111645784 | Pipeline coatings and cathodic protection on the Grand Prix Pipeline LLC Segments in Chambers County. | The following property is used 100% for pollution control and is installed to meet or exceed federal or state regulations: Pipeline coatings and cathodic protection on the Grand Prix Pipeline LLC Segments in Chambers County. | 2023-04-21 | 166680 | 100
25253 | T1 | GRAND PRIX PIPELINE LLC | GRAND PRIX CRANE COUNTY PIPELINES | GRAND PRIX PIPELINES IN CRANE COUNTY | Crane County | TX | 79731 | CRANE | CN605967280 | RN111645792 | Pipeline coatings and cathodic protection on the Grand Prix Pipeline LLC Segments in Crane County. | The following property is used 100% for pollution control and is installed to meet or exceed federal or state regulations: Pipeline coatings and cathodic protection on the Grand Prix Pipeline LLC Segments in Crane County. | 2023-04-21 | 601210 | 100
25254 | T1 | GRAND PRIX PIPELINE LLC | GRAND PRIX CULBERSON COUNTY PIPELINES | GRAND PRIX PIPELINES IN CULBERSON COUNTY. | Culberson County | TX | 79770 | CULBERSON | CN605967280 | RN111645800 | Pipeline coatings and cathodic protection on the Grand Prix Pipeline LLC Segments in Culberson County. | The following property is used 100% for pollution control and is installed to meet or exceed federal or state regulations: Pipeline coatings and cathodic protection on the Grand Prix Pipeline LLC Segments in Culberson County. | 2023-04-21 | 284106 | 100
25255 | T1 | GRAND PRIX PIPELINE LLC | GRAND PRIX EASTLAND COUNTY PIPELINES | GRAND PRIX PIPELINES IN EASTLAND COUNTY | Eastland County | TX | 76448 | EASTLAND | CN605967280 | RN111645818 | Pipeline coatings and cathodic protection on the Grand Prix Pipeline LLC Segments in Eastland County. | The following property is used 100% for pollution control and is installed to meet or exceed federal or state regulations: Pipeline coatings and cathodic protection on the Grand Prix Pipeline LLC Segments in Eastland County. | 2023-04-21 | 700608 | 100
25256 | T1 | GRAND PRIX PIPELINE LLC | GRAND PRIX ELLIS COUNTY PIPELINES | GRAND PRIX PIPELINES IN ELLIS COUNTY | Ellis County | TX | 76670 | ELLIS | CN605967280 | RN111645826 | Pipeline coatings and cathodic protection on the Grand Prix Pipeline LLC Segments in Ellis County. | The following property is used 100% for pollution control and is installed to meet or exceed federal or state regulations: Pipeline coatings and cathodic protection on the Grand Prix Pipeline LLC Segments in Ellis County. | 2023-04-21 | 220800 | 100
25257 | T1 | GRAND PRIX PIPELINE LLC | GRAND PRIX ERATH COUNTY PIPELINES | GRAND PRIX PIPELINES IN ERATH COUNTY | Erath County | TX | 76401 | ERATH | CN605967280 | RN111645834 | Pipeline coatings and cathodic protection on the Grand Prix Pipeline LLC Segments in Erath County. | The following property is used 100% for pollution control and is installed to meet or exceed federal or state regulations: Pipeline coatings and cathodic protection on the Grand Prix Pipeline LLC Segments in Erath County. | 2023-04-21 | 532762 | 100
25258 | T1 | GRAND PRIX PIPELINE LLC | GRAND PRIX FREESTONE COUNTY PIPELINES | GRAND PRIX PIPELINES IN FREESTONE COUNTY | Freestone County | TX | 75860 | FREESTONE | CN605967280 | RN111645842 | Pipeline coatings and cathodic protection on the Grand Prix Pipeline LLC Segments in Freestone County. | The following property is used 100% for pollution control and is installed to meet or exceed federal or state regulations: Pipeline coatings and cathodic protection on the Grand Prix Pipeline LLC Segments in Freestone County. | 2023-04-21 | 813840 | 100
25259 | T1 | COCA-COLA SOUTHWEST BEVERAGES LLC | COCA-COLA SOUTHWEST BEVERAGES | 11001 GATEWAY BLVD W | EL PASO | TX | 79935 | EL PASO | CN605328855 | RN100640317 | Wastewater treatment system consisting of an EQ tank and two 2 MBR tanks with force air agitation. | The following property is used 100% for pollution control and is installed to meet or exceed federal or state regulations: Pipeline coatings and cathodic protection on the GRAND PRIX PIPELINE LLC Segments in Glasscock County. | 2023-04-15 | 5600000 | 100
25260 | T1 | MAGELLAN PIPELINE COMPANY LP | MAGELLAN PIPELINE COMPANY SEGMENT IN TAYLOR COUNTY | MAGELLAN PIPELINE COMPANY SEGMENT IN TAYLOR COUNTY | Taylor County | TX | 79606 | TAYLOR | CN605367739 | RN111637708 | Nondestructive pipeline testing expenditures – Radiography. | The following property is used 100% for pollution control and is installed to meet or exceed federal or state regulations: Pipeline coatings and cathodic protection on the GRAND PRIX PIPELINE LLC Segments in Hill County. | 2023-04-19 | 4876641 | 100
25261 | T1 | MAGELLAN PIPELINE COMPANY LP | MAGELLAN PIPELINE COMPANY SEGMENT IN NOLAN COUNTY | MAGELLAN PIPELINE COMPANY SEGMENT IN NOLAN COUNTY | Nolan County | TX | 79556 | NOLAN | CN605367739 | RN111637716 | Nondestructive pipeline testing expenditures – Radiography. | The following property is used 100% for pollution control and is installed to meet or exceed federal or state regulations: Pipeline coatings and cathodic protection on the GRAND PRIX PIPELINE LLC Segments in Hood County. | 2023-04-19 | 9653287 | 100
25262 | T1 | MAGELLAN PIPELINE COMPANY LP | MAGELLAN PIPELINE COMPANY SEGMENT IN MIDLAND COUNTY | MAGELLAN PIPELINE COMPANY SEGMENT IN MIDLAND COUNTY | Midland County | TX | 79706 | MIDLAND | CN605367739 | RN111637724 | Nondestructive pipeline testing expenditures – Radiography. | The following property is used 100% for pollution control and is installed to meet or exceed federal or state regulations: Pipeline coatings and cathodic protection on the Grand Prix Pipeline LLC Segments in Johnson County. | 2023-04-22 | 8726418 | 100
25263 | T1 | MAGELLAN PIPELINE COMPANY LP | MAGELLAN PIPELINE COMPANY SEGMENT IN CALLAHAN CO | MAGELLAN PIPELINE COMPANY SEGMENT IN CALLAHAN COUNTY | Callahan County | TX | 79510 | CALLAHAN | CN605367739 | RN111637732 | Nondestructive pipeline testing expenditures – Radiography. | The following property is used 100% for pollution control and is installed to meet or exceed federal or state regulations: Pipeline coatings and cathodic protection on the Grand Prix Pipeline LLC Segments in Leon County. | 2023-04-22 | 2030652 | 100
25264 | T1 | MAGELLAN PIPELINE COMPANY LP | MAGELLAN PIPELINE COMPANY SEGMENT IN MITCHELL CO | MAGELLAN PIPELINE COMPANY SEGMENT IN MITCHELL COUNTY | Mitchell County | TX | 79512 | MITCHELL | CN605367739 | RN111637757 | Nondestructive pipeline testing expenditures – Radiography. | The following property is used 100% for pollution control and is installed to meet or exceed federal or state regulations: Pipeline coatings and cathodic protection on the Grand Prix Pipeline LLC Segments in Liberty County. | 2023-04-22 | 12060840 | 100
25265 | T1 | MAGELLAN PIPELINE COMPANY LP | MAGELLAN PIPELINE COMPANY SEGMENT IN ROBERSON CO | MAGELLAN PIPELINE COMPANY SEGMENT IN ROBERSON COUNTY | Robertson County | TX | 77859 | ROBERTSON | CN605367739 | RN111637765 | Nondestructive pipeline testing expenditures – Radiography. | The following property is used 100% for pollution control and is installed to meet or exceed federal or state regulations: Pipeline coatings and cathodic protection on the Grand Prix Pipeline LLC Segments in Loving County. | 2023-04-22 | 3007797 | 100
25266 | T1 | MAGELLAN PIPELINE COMPANY LP | MAGELLAN PIPELINE COMPANY SEGMENT IN MILAM COUNTY | MAGELLAN PIPELINE COMPANY SEGMENT IN MILAM COUNTY | Milam County | TX | 76020 | MILAM | CN605367739 | RN111637773 | Nondestructive pipeline testing expenditures – Radiography. | The following property is used 100% for pollution control and is installed to meet or exceed federal or state regulations: Pipeline coatings and cathodic protection on the Grand Prix Pipeline LLC Segments in Madison County. | 2023-04-22 | 1277989 | 100
25267 | T1 | GRAND PRIX PIPELINE LLC | GRAND PRIX GLASSCOCK COUNTY PIPELINES | GRAND PRIX PIPELINES IN GLASSCOCK COUNTY | Glasscock County | TX | 79720 | GLASSCOCK | CN605967280 | RN111645867 | Pipeline coatings and cathodic protection on the GRAND PRIX PIPELINE LLC Segments in Glasscock County. | The following property is used 100% for pollution control and is installed to meet or exceed federal or state regulations: Pipeline coatings and cathodic protection on the Grand Prix Pipeline LLC Segments in Midland County. | 2023-04-20 | 614464 | 100
25268 | T1 | MAGELLAN PIPELINE COMPANY LP | MAGELLAN PIPELINE COMPANY SEGMENT IN MCLENNAN CO | MAGELLAN PIPELINE COMPANY SEGMENT IN MCLENNAN CO | Mclennan County | TX | 76705 | MCLENNAN | CN605367739 | RN111637880 | Nondestructive pipeline testing expenditures – Radiography. | The following property is used 100% for pollution control and is installed to meet or exceed federal or state regulations: Pipeline coatings and cathodic protection on the Grand Prix Pipeline LLC Segments in Mitchell County. | 2023-04-24 | 723251 | 100
25269 | T1 | GRAND PRIX PIPELINE LLC | GRAND PRIX HILL COUNTY PIPELINE | GRAND PRIX PIPELINE IN HILL COUNTY | Hill County | TX | 76055 | HILL | CN605967280 | RN111645875 | Pipeline coatings and cathodic protection on the GRAND PRIX PIPELINE LLC Segments in Hill County. | The following property is used 100% for pollution control and is installed to meet or exceed federal or state regulations: Pipeline coatings and cathodic protection on the Grand Prix Pipeline LLC Segments in Navarro County. | 2023-04-20 | 268800 | 100
25270 | T1 | MAGELLAN PIPELINE COMPANY LP | MAGELLAN PIPELINE COMPANY SEGMENT IN HARRIS COUNTY | MAGELLAN PIPELINE COMPANY SEGMENT IN HARRIS COUNTY | Harris County | TX | 77029 | HARRIS | CN605367739 | RN111637898 | Nondestructive pipeline testing expenditures – Radiography. | The following property is used 100% for pollution control and is installed to meet or exceed federal or state regulations: Pipeline coatings and cathodic protection on the Grand Prix Pipeline LLC Segments in Nolan County. | 2023-04-24 | 5812021 | 100
25271 | T1 | GRAND PRIX PIPELINE LLC | GRAND PRIX HOOD COUNTY PIPELINES | GRAND PRIX PIPELINES IN HOOD COUNTY | Hood County | TX | 76476 | HOOD | CN605967280 | RN111645883 | Pipeline coatings and cathodic protection on the GRAND PRIX PIPELINE LLC Segments in Hood County. | The following property is used 100% for pollution control and is installed to meet or exceed federal or state regulations: Pipeline coatings and cathodic protection on the Grand Prix Pipeline LLC Segments in Pecos County. | 2023-04-20 | 421440 | 100
25272 | T1 | MAGELLAN PIPELINE COMPANY LP | MAGELLAN PIPELINE COMPANY SEGMENT IN HAMILTON CO | MAGELLAN PIPELINE COMPANY SEGMENT IN HAMILTON COUNTY | Hamilton County | TX | 76457 | HAMILTON | CN605367739 | RN111637906 | Nondestructive pipeline testing expenditures – Radiography. | The following property is used 100% for pollution control and is installed to meet or exceed federal or state regulations: Pipeline coatings and cathodic protection on the Grand Prix Pipeline LLC Segments in Reagan County. | 2023-04-24 | 3291216 | 100
25273 | T1 | GRAND PRIX PIPELINE LLC | GRAND PRIX JOHNSON COUNTY PIPELINES | GRAND PRIX PIPELINES IN JOHNSON COUNTY | Johnson County | TX | 76033 | JOHNSON | CN605967280 | RN111645891 | Pipeline coatings and cathodic protection on the Grand Prix Pipeline LLC Segments in Johnson County. | The following property is used 100% for pollution control and is installed to meet or exceed federal or state regulations: Pipeline coatings and cathodic protection on the Grand Prix Pipeline LLC Segments in Reeves County. | 2023-04-18 | 706272 | 100
25274 | T1 | GRAND PRIX PIPELINE LLC | GRAND PRIX LEON COUNTY PIPELINES | GRAND PRIX PIPELINES IN LEON COUNTY | Leon County | TX | 75833 | LEON | CN605967280 | RN111645909 | Pipeline coatings and cathodic protection on the Grand Prix Pipeline LLC Segments in Leon County. | The following property is used 100% for pollution control and is installed to meet or exceed federal or state regulations: Pipeline coatings and cathodic protection on the Grand Prix Pipeline LLC Segments in San Jacinto County. | 2023-04-18 | 830160 | 100
25275 | T1 | GRAND PRIX PIPELINE LLC | GRAND PRIX LIBERTY COUNTY PIPELINES | GRAND PRIX PIPELINES IN LIBERTY COUNTY | Liberty County | TX | 77535 | LIBERTY | CN605967280 | RN111645917 | Pipeline coatings and cathodic protection on the Grand Prix Pipeline LLC Segments in Liberty County. | The following property is used 100% for pollution control and is installed to meet or exceed federal or state regulations: Pipeline coatings and cathodic protection on the Grand Prix Pipeline LLC Segments in Winkler County. | 2023-04-18 | 1028160 | 100
25276 | T1 | GRAND PRIX PIPELINE LLC | GRAND PRIX LOVING COUNTY PIPELINES | GRAND PRIX PIPELINES IN LOVING COUNTY | Loving County | TX | 79754 | LOVING | CN605967280 | RN111645925 | Pipeline coatings and cathodic protection on the Grand Prix Pipeline LLC Segments in Loving County. | The following property is used 100% for pollution control and is installed to meet or exceed federal or state regulations: Pipeline coatings and cathodic protection on the Grand Prix Pipeline LLC Segments in Ward County. | 2023-04-20 | 385331 | 100
25277 | T1 | GRAND PRIX PIPELINE LLC | GRAND PRIX MADISON COUNTY PIPELINE | GRAND PRIX PIPELINE IN MADISON COUNTY | Madison County | TX | 75852 | MADISON | CN605967280 | RN111645933 | Pipeline coatings and cathodic protection on the Grand Prix Pipeline LLC Segments in Madison County. | The following property is used 100% for pollution control and is installed to meet or exceed federal or state regulations: Pipeline coatings and cathodic protection on the Grand Prix Pipeline LLC Segments in Walker County. | 2023-04-20 | 344952 | 100
25278 | T1 | GRAND PRIX PIPELINE LLC | GRAND PRIX MIDLAND COUNTY PIPELINES | GRAND PRIX PIPELINES IN MIDLAND COUNTY | Midland County | TX | 79706 | MIDLAND | CN605967280 | RN111645974 | Pipeline coatings and cathodic protection on the Grand Prix Pipeline LLC Segments in Midland County. | The following property is used 100% for pollution control and is installed to meet or exceed federal or state regulations: Pipeline coatings and cathodic protection on the Grand Prix Pipeline LLC Segments in Upton County. | 2023-04-20 | 834086 | 100
25279 | T1 | GRAND PRIX PIPELINE LLC | GRAND PRIX MITCHELL COUNTY PIPELINES | GRAND PRIX PIPELINES IN MITCHELL COUNTY | Mitchell County | TX | 79512 | MITCHELL | CN605967280 | RN111645982 | Pipeline coatings and cathodic protection on the Grand Prix Pipeline LLC Segments in Mitchell County. | The following property is used 100% for pollution control and is installed to meet or exceed federal or state regulations: Pipeline coatings and cathodic protection on the Grand Prix Pipeline LLC Segments in Taylor County. | 2023-04-20 | 373632 | 100
25280 | T1 | GRAND PRIX PIPELINE LLC | GRAND PRIX NAVARRO COUNTY PIPELINES | GRAND PRIX PIPELINES IN NAVARRO COUNTY | Navarro County | TX | 76641 | NAVARRO | CN605967280 | RN111645990 | Pipeline coatings and cathodic protection on the Grand Prix Pipeline LLC Segments in Navarro County. | The following property is used 100% for pollution control and is installed to meet or exceed federal or state regulations: Pipeline coatings and cathodic protection on the Grand Prix Pipeline LLC Segments in Sterling County. | 2023-04-20 | 869040 | 100
25281 | T1 | GRAND PRIX PIPELINE LLC | GRAND PRIX NOLAN COUNTY PIPELINES | GRAND PRIX PIPELINES IN NOLAN COUNTY | Nolan County | TX | 79535 | NOLAN | CN605967280 | RN111646006 | Pipeline coatings and cathodic protection on the Grand Prix Pipeline LLC Segments in Nolan County. | The following property is used 100% for pollution control and is installed to meet or exceed federal or state regulations: Pipeline coatings and cathodic protection on the Grand Prix Pipeline LLC Segments in Somervell County. | 2023-04-20 | 557722 | 100
25282 | T1 | GRAND PRIX PIPELINE LLC | GRAND PRIX PECOS COUNTY PIPELINES | GRAND PRIX PIPELINES IN PECOS COUNTY | Pecos County | TX | 79730 | PECOS | CN605967280 | RN111646014 | Pipeline coatings and cathodic protection on the Grand Prix Pipeline LLC Segments in Pecos County. | The following property is used 100% for pollution control and is installed to meet or exceed federal or state regulations: Pipeline coatings and cathodic protection on the EPIC Y-GRADE PIPELINE LP Segments in Crane County. | 2023-04-20 | 125258 | 100
25283 | T1 | GRAND PRIX PIPELINE LLC | GRAND PRIX REAGAN COUNTY PIPELINES | GRAND PRIX PIPELINES IN REAGAN COUNTY | Reagan County | TX | 79739 | REAGAN | CN605967280 | RN111646022 | Pipeline coatings and cathodic protection on the Grand Prix Pipeline LLC Segments in Reagan County. | The following property is used 100% for pollution control and is installed to meet or exceed federal or state regulations: Pipeline coatings and cathodic protection on the Epic Crude Pipeline LP Segments in Crane County. | 2023-04-20 | 125648 | 100
25284 | T1 | GRAND PRIX PIPELINE LLC | GRAND PRIX REEVES COUNTY PIPELINES | GRAND PRIX PIPELINES IN REEVES COUNTY | Reeves County | TX | 79770 | REEVES | CN605967280 | RN111646030 | Pipeline coatings and cathodic protection on the Grand Prix Pipeline LLC Segments in Reeves County. | The following property is used 100% for pollution control and is installed to meet or exceed federal or state regulations: Pipeline coatings and cathodic protection on the Epic Crude Pipeline LP Segments in Zavala County. | 2023-04-20 | 325824 | 100
25285 | T1 | GRAND PRIX PIPELINE LLC | GRAND PRIX SAN JACINTO PIPELINES | GRAND PRIX PIPELINES IN SAN JACINTO COUNTY | San Jacinto County | TX | 77331 | SAN JACINTO | CN605967280 | RN111646048 | Pipeline coatings and cathodic protection on the Grand Prix Pipeline LLC Segments in San Jacinto County. | The following property is used 100% for pollution control and is installed to meet or exceed federal or state regulations: Pipeline coatings and cathodic protection on the Epic Crude Pipeline LP Segments in Winkler County. | 2023-04-20 | 779040 | 100
25286 | T1 | GRAND PRIX PIPELINE LLC | GRAND PRIX WINKLER COUNTY PIPELINES | GRAND PRIX PIPELINES IN WINKLER COUNTY | Winkler County | TX | 79789 | WINKLER | CN605967280 | RN111646055 | Pipeline coatings and cathodic protection on the Grand Prix Pipeline LLC Segments in Winkler County. | The following property is used 100% for pollution control and is installed to meet or exceed federal or state regulations: Pipeline coatings and cathodic protection on the Epic Crude Pipeline LP Segments in Ward County. | 2023-04-20 | 308586 | 100
25287 | T1 | GRAND PRIX PIPELINE LLC | GRAND PRIX WARD COUNTY PIPELINES | GRAND PRIX PIPELINES IN WARD COUNTY | Ward County | TX | 79777 | WARD | CN605967280 | RN111646063 | Pipeline coatings and cathodic protection on the Grand Prix Pipeline LLC Segments in Ward County. | The following property is used 100% for pollution control and is installed to meet or exceed federal or state regulations: Pipeline coatings and cathodic protection on the Epic Crude Pipeline LP Segments in Upton County. | 2023-04-20 | 591446 | 100
25288 | T1 | GRAND PRIX PIPELINE LLC | GRAND PRIX WALKER COUNTY PIPELINE | GRAND PRIX PIPELINE IN WALKER COUNTY | Walker County | TX | 77320 | WALKER | CN605967280 | RN111646071 | Pipeline coatings and cathodic protection on the Grand Prix Pipeline LLC Segments in Walker County. | The following property is used 100% for pollution control and is installed to meet or exceed federal or state regulations: Pipeline coatings and cathodic protection on the Epic Crude Pipeline LP Segments in Sutton County. | 2023-04-20 | 693840 | 100
25289 | T1 | GRAND PRIX PIPELINE LLC | GRAND PRIX UPTON COUNTY PIPELINES | GRAND PRIX PIPELINES IN UPTON COUNTY | Upton County | TX | 79755 | UPTON | CN605967280 | RN111646089 | Pipeline coatings and cathodic protection on the Grand Prix Pipeline LLC Segments in Upton County. | The following property is used 100% for pollution control and is installed to meet or exceed federal or state regulations: Pipeline coatings and cathodic protection on the Epic Crude Pipeline LP Segments in Schleicher County. | 2023-04-20 | 140544 | 100
25290 | T1 | GRAND PRIX PIPELINE LLC | GRAND PRIX TAYLOR COUNTY PIPELINES | GRAND PRIX PIPELINES IN TAYLOR COUNTY | Taylor County | TX | 79562 | TAYLOR | CN605967280 | RN111646097 | Pipeline coatings and cathodic protection on the Grand Prix Pipeline LLC Segments in Taylor County. | The following property is used 100% for pollution control and is installed to meet or exceed federal or state regulations: Pipeline coatings and cathodic protection on the Epic Crude Pipeline LP Segments in Reeves County. | 2023-04-20 | 573120 | 100
25291 | T1 | GRAND PRIX PIPELINE LLC | GRAND PRIX STERLING COUNTY PIPELINES | GRAND PRIX PIPELINES IN STERLING COUNTY | Sterling County | TX | 76951 | STERLING | CN605967280 | RN111646105 | Pipeline coatings and cathodic protection on the Grand Prix Pipeline LLC Segments in Sterling County. | The following property is used 100% for pollution control and is installed to meet or exceed federal or state regulations: Pipeline coatings and cathodic protection on the Epic Crude Pipeline LP Segments in Reagan County. | 2023-04-20 | 331520 | 100
25292 | T1 | GRAND PRIX PIPELINE LLC | GRAND PRIX SOMERVELL COUNTY PIPELINE | GRAND PRIX PIPELINE IN SOMERVELL COUNTY | Somervell County | TX | 76070 | SOMERVELL | CN605967280 | RN111646113 | Pipeline coatings and cathodic protection on the Grand Prix Pipeline LLC Segments in Somervell County. | The following property is used 100% for pollution control and is installed to meet or exceed federal or state regulations: Pipeline coatings and cathodic protection on the Epic Crude Pipeline LP Segments in Pecos County. | 2023-04-20 | 22080 | 100
25293 | T1 | MAGELLAN PIPELINE COMPANY LP | MAGELLAN PIPELINE COMPANY SEGMENT IN GRIMES COUNTY | MAGELLAN PIPELINE COMPANY SEGMENT IN GRIMES COUNTY | Grimes County | TX | 77831 | GRIMES | CN605367739 | RN111637914 | Nondestructive pipeline testing expenditures – Radiography. | The following property is used 100% for pollution control and is installed to meet or exceed federal or state regulations: Pipeline coatings and cathodic protection on the EPIC CRUDE PIPELINE LP Segments in Nueces County. | 2023-04-24 | 3956110 | 100
25294 | T1 | MAGELLAN PIPELINE COMPANY LP | MAGELLAN PIPELINE COMPANY SEGMENT IN FALLS COUNTY | MAGELLAN PIPELINE COMPANY SEGMENT IN FALLS COUNTY | Falls County | TX | 76524 | FALLS | CN605367739 | RN111637922 | Nondestructive pipeline testing expenditures – Radiography. | The following property is used 100% for pollution control and is installed to meet or exceed federal or state regulations: Pipeline coatings and cathodic protection on the Epic Crude Pipeline LP Segments in McMullen County. | 2023-04-24 | 2601216 | 100
25295 | T1 | MAGELLAN PIPELINE COMPANY LP | MAGELLAN PIPELINE COMPANY SEGMENT IN ERATH COUNTY | MAGELLAN PIPELINE COMPANY SEGMENT IN ERATH COUNTY | Erath County | TX | 76457 | ERATH | CN605367739 | RN111637930 | Nondestructive pipeline testing expenditures – Radiography. | The following property is used 100% for pollution control and is installed to meet or exceed federal or state regulations: Pipeline coatings and cathodic protection on the Epic Crude Pipeline LP Segments in Maverick County. | 2023-04-24 | 1379775 | 100
25296 | T1 | MAGELLAN PIPELINE COMPANY LP | MAGELLAN PIPELINE COMPANY SEGMENT IN ECTOR COUNTY | MAGELLAN PIPELINE COMPANY SEGMENT IN ECTOR COUNTY | Ector County | TX | 79766 | ECTOR | CN605367739 | RN111637948 | Nondestructive pipeline testing expenditures – Radiography. | The following property is used 100% for pollution control and is installed to meet or exceed federal or state regulations: Pipeline coatings and cathodic protection on the Epic Crude Pipeline LP Segments in La Salle County. | 2023-04-24 | 318932 | 100
25297 | T1 | MAGELLAN PIPELINE COMPANY LP | MAGELLAN PIPELINE COMPANY SEGMENT IN CORYELL COUNT | MAGELLAN PIPELINE COMPANY SEGMENT IN CORYELL COUNTY | Coryell County | TX | 76528 | CORYELL | CN605367739 | RN111637955 | Nondestructive pipeline testing expenditures – Radiography. | The following property is used 100% for pollution control and is installed to meet or exceed federal or state regulations: Pipeline coatings and cathodic protection on the Epic Crude Pipeline LP Segments in Kinney County. | 2023-04-24 | 3922746 | 100
25298 | T1 | MAGELLAN PIPELINE COMPANY LP | MAGELLAN PIPELINE COMPANY SEGMENT IN BRAZOS COUNTY | MAGELLAN PIPELINE COMPANY SEGMENT IN BRAZOS COUNTY | Brazos County | TX | 77802 | BRAZOS | CN605367739 | RN111637963 | Nondestructive pipeline testing expenditures – Radiography. | The following property is used 100% for pollution control and is installed to meet or exceed federal or state regulations: Pipeline coatings and cathodic protection on the Epic Crude Pipeline LP Segments in Jim Wells County. | 2023-04-24 | 2403297 | 100
25299 | T1 | MAGELLAN PIPELINE COMPANY LP | MAGELLAN PIPELINE COMPANY SEGMENT IN BELL COUNTY | MAGELLAN PIPELINE COMPANY SEGMENT IN BELL COUNTY | Bell County | TX | 76501 | BELL | CN605367739 | RN111637971 | Nondestructive pipeline testing expenditures – Radiography. | The following property is used 100% for pollution control and is installed to meet or exceed federal or state regulations: Pipeline coatings and cathodic protection on the Epic Crude Pipeline LP Segments in Edwards County. | 2023-04-24 | 667268 | 100
25300 | T1 | MAGELLAN PIPELINE COMPANY LP | MAGELLAN PIPELINE COMPANY SEGMENT IN TAYLOR COUNTY | MAGELLAN PIPELINE COMPANY SEGMENT IN TAYLOR COUNTY | Taylor County | TX | 79606 | TAYLOR | CN605367739 | RN111637708 | Sedimentation and erosion controls consisting of slope breakers, silt fences, sedimentation barriers, staked hay or straw bales, matting and diking. | The following property is used 100% for pollution control and is installed to meet or exceed federal or state regulations: Pipeline coatings and cathodic protection on the Epic Crude Pipeline LP Segments in Duval County. | 2023-03-29 | 5338151 | 100
25301 | T1 | MAGELLAN PIPELINE COMPANY LP | MAGELLAN PIPELINE COMPANY SEGMENT IN NOLAN COUNTY | MAGELLAN PIPELINE COMPANY SEGMENT IN NOLAN COUNTY | Nolan County | TX | 79556 | NOLAN | CN605367739 | RN111637716 | Sedimentation and erosion controls consisting of slope breakers, silt fences, sedimentation barriers, staked hay or straw bales, matting and diking. | The following property is used 100% for pollution control and is installed to meet or exceed federal or state regulations: Pipeline coatings and cathodic protection on the Epic Crude Pipeline LP Segments in Dimmit County. | 2023-03-29 | 10566845 | 100
25302 | T1 | MAGELLAN PIPELINE COMPANY LP | MAGELLAN PIPELINE COMPANY SEGMENT IN MIDLAND COUNTY | MAGELLAN PIPELINE COMPANY SEGMENT IN MIDLAND COUNTY | Midland County | TX | 79706 | MIDLAND | CN605367739 | RN111637724 | Sedimentation and erosion controls consisting of slope breakers, silt fences, sedimentation barriers, staked hay or straw bales, matting and diking. | The following property is used 100% for pollution control and is installed to meet or exceed federal or state regulations: Pipeline coatings and cathodic protection on the Epic Crude Pipeline LP Segments in Crockett County. | 2023-03-30 | 9552259 | 100
25303 | T1 | MAGELLAN PIPELINE COMPANY LP | MAGELLAN PIPELINE COMPANY SEGMENT IN CALLAHAN CO | MAGELLAN PIPELINE COMPANY SEGMENT IN CALLAHAN COUNTY | Callahan County | TX | 79510 | CALLAHAN | CN605367739 | RN111637732 | Sedimentation and erosion controls consisting of slope breakers, silt fences, sedimentation barriers, staked hay or straw bales, matting and diking. | The following property is used 100% for pollution control and is installed to meet or exceed federal or state regulations: Pipeline coatings and cathodic protection on the Epic Y-Grade Pipeline LP Segments in Zavala County. | 2023-03-30 | 2222826 | 100
25304 | T1 | MAGELLAN PIPELINE COMPANY LP | MAGELLAN PIPELINE COMPANY SEGMENT IN MITCHELL CO | MAGELLAN PIPELINE COMPANY SEGMENT IN MITCHELL COUNTY | Mitchell County | TX | 79512 | MITCHELL | CN605367739 | RN111637757 | Sedimentation and erosion controls consisting of slope breakers, silt fences, sedimentation barriers, staked hay or straw bales, matting and diking. | The following property is used 100% for pollution control and is installed to meet or exceed federal or state regulations: Pipeline coatings and cathodic protection on the Epic Y-Grade Pipeline LP Segments in Ward County. | 2023-03-30 | 13202241 | 100
25305 | T1 | MAGELLAN PIPELINE COMPANY LP | MAGELLAN PIPELINE COMPANY SEGMENT IN ROBERSON CO | MAGELLAN PIPELINE COMPANY SEGMENT IN ROBERSON COUNTY | Robertson County | TX | 77859 | ROBERTSON | CN605367739 | RN111637765 | Sedimentation and erosion controls consisting of slope breakers, silt fences, sedimentation barriers, staked hay or straw bales, matting and diking. | The following property is used 100% for pollution control and is installed to meet or exceed federal or state regulations: Pipeline coatings and cathodic protection on the Epic Y-Grade Pipeline LP Segments in Upton County. | 2023-03-30 | 5876984 | 100
25306 | T1 | MAGELLAN PIPELINE COMPANY LP | MAGELLAN PIPELINE COMPANY SEGMENT IN MILAM COUNTY | MAGELLAN PIPELINE COMPANY SEGMENT IN MILAM COUNTY | Milam County | TX | 76020 | MILAM | CN605367739 | RN111637773 | Sedimentation and erosion controls consisting of slope breakers, silt fences, sedimentation barriers, staked hay or straw bales, matting and diking. | The following property is used 100% for pollution control and is installed to meet or exceed federal or state regulations: Pipeline coatings and cathodic protection on the Epic Y-Grade Pipeline LP Segments in Sutton County. | 2023-03-30 | 2497083 | 100
25307 | T1 | MAGELLAN PIPELINE COMPANY LP | MAGELLAN PIPELINE COMPANY SEGMENT IN MCLENNAN CO | MAGELLAN PIPELINE COMPANY SEGMENT IN MCLENNAN CO | Mclennan County | TX | 76705 | MCLENNAN | CN605367739 | RN111637880 | Sedimentation and erosion controls consisting of slope breakers, silt fences, sedimentation barriers, staked hay or straw bales, matting and diking. | The following property is used 100% for pollution control and is installed to meet or exceed federal or state regulations: Pipeline coatings and cathodic protection on the Epic Y-Grade Pipeline LP Segments in Schleicher County. | 2023-03-30 | 1413172 | 100
25308 | T1 | MAGELLAN PIPELINE COMPANY LP | MAGELLAN PIPELINE COMPANY SEGMENT IN HARRIS COUNTY | MAGELLAN PIPELINE COMPANY SEGMENT IN HARRIS COUNTY | Harris County | TX | 77029 | HARRIS | CN605367739 | RN111637898 | Sedimentation and erosion controls consisting of slope breakers, silt fences, sedimentation barriers, staked hay or straw bales, matting and diking. | The following property is used 100% for pollution control and is installed to meet or exceed federal or state regulations: Pipeline coatings and cathodic protection on the Epic Y-Grade Pipeline LP Segments in Reeves County. | 2023-03-30 | 11356202 | 100
25309 | T1 | MAGELLAN PIPELINE COMPANY LP | MAGELLAN PIPELINE COMPANY SEGMENT IN HAMILTON CO | MAGELLAN PIPELINE COMPANY SEGMENT IN HAMILTON COUNTY | Hamilton County | TX | 76457 | HAMILTON | CN605367739 | RN111637906 | Sedimentation and erosion controls consisting of slope breakers, silt fences, sedimentation barriers, staked hay or straw bales, matting and diking. | The following property is used 100% for pollution control and is installed to meet or exceed federal or state regulations: Sedimentation and erosion controls consisting of slope breakers, silt fences, sedimentation barriers, staked hay or straw bales, matting and diking. | 2023-03-30 | 6430762 | 100
25310 | T1 | MAGELLAN PIPELINE COMPANY LP | MAGELLAN PIPELINE COMPANY SEGMENT IN GRIMES COUNTY | MAGELLAN PIPELINE COMPANY SEGMENT IN GRIMES COUNTY | Grimes County | TX | 77831 | GRIMES | CN605367739 | RN111637914 | Sedimentation and erosion controls consisting of slope breakers, silt fences, sedimentation barriers, staked hay or straw bales, matting and diking. | The following property is used 100% for pollution control and is installed to meet or exceed federal or state regulations: Sedimentation and erosion controls consisting of slope breakers, silt fences, sedimentation barriers, staked hay or straw bales, matting and diking. | 2023-03-30 | 7729908 | 100
25311 | T1 | MAGELLAN PIPELINE COMPANY LP | MAGELLAN PIPELINE COMPANY SEGMENT IN FALLS COUNTY | MAGELLAN PIPELINE COMPANY SEGMENT IN FALLS COUNTY | Falls County | TX | 76524 | FALLS | CN605367739 | RN111637922 | Sedimentation and erosion controls consisting of slope breakers, silt fences, sedimentation barriers, staked hay or straw bales, matting and diking. | The following property is used 100% for pollution control and is installed to meet or exceed federal or state regulations: Sedimentation and erosion controls consisting of slope breakers, silt fences, sedimentation barriers, staked hay or straw bales, matting and diking. | 2023-03-30 | 5082558 | 100
25312 | T1 | MAGELLAN PIPELINE COMPANY LP | MAGELLAN PIPELINE COMPANY SEGMENT IN ERATH COUNTY | MAGELLAN PIPELINE COMPANY SEGMENT IN ERATH COUNTY | Erath County | TX | 76457 | ERATH | CN605367739 | RN111637930 | Sedimentation and erosion controls consisting of slope breakers, silt fences, sedimentation barriers, staked hay or straw bales, matting and diking. | The following property is used 100% for pollution control and is installed to meet or exceed federal or state regulations: Sedimentation and erosion controls consisting of slope breakers, silt fences, sedimentation barriers, staked hay or straw bales, matting and diking. | 2023-03-30 | 2695965 | 100
25313 | T1 | MAGELLAN PIPELINE COMPANY LP | MAGELLAN PIPELINE COMPANY SEGMENT IN ECTOR COUNTY | MAGELLAN PIPELINE COMPANY SEGMENT IN ECTOR COUNTY | Ector County | TX | 79766 | ECTOR | CN605367739 | RN111637948 | Sedimentation and erosion controls consisting of slope breakers, silt fences, sedimentation barriers, staked hay or straw bales, matting and diking. | The following property is used 100% for pollution control and is installed to meet or exceed federal or state regulations: Sedimentation and erosion controls consisting of slope breakers, silt fences, sedimentation barriers, staked hay or straw bales, matting and diking. | 2023-03-30 | 623166 | 100
25314 | T1 | MAGELLAN PIPELINE COMPANY LP | MAGELLAN PIPELINE COMPANY SEGMENT IN CORYELL COUNT | MAGELLAN PIPELINE COMPANY SEGMENT IN CORYELL COUNTY | Coryell County | TX | 76528 | CORYELL | CN605367739 | RN111637955 | Sedimentation and erosion controls consisting of slope breakers, silt fences, sedimentation barriers, staked hay or straw bales, matting and diking. | The following property is used 100% for pollution control and is installed to meet or exceed federal or state regulations: Sedimentation and erosion controls consisting of slope breakers, silt fences, sedimentation barriers, staked hay or straw bales, matting and diking. | 2023-03-30 | 7664718 | 100
25315 | T1 | MAGELLAN PIPELINE COMPANY LP | MAGELLAN PIPELINE COMPANY SEGMENT IN BRAZOS COUNTY | MAGELLAN PIPELINE COMPANY SEGMENT IN BRAZOS COUNTY | Brazos County | TX | 77802 | BRAZOS | CN605367739 | RN111637963 | Sedimentation and erosion controls consisting of slope breakers, silt fences, sedimentation barriers, staked hay or straw bales, matting and diking. | The following property is used 100% for pollution control and is installed to meet or exceed federal or state regulations: Sedimentation and erosion controls consisting of slope breakers, silt fences, sedimentation barriers, staked hay or straw bales, matting and diking. | 2023-03-30 | 4695842 | 100
25316 | T1 | MAGELLAN PIPELINE COMPANY LP | MAGELLAN PIPELINE COMPANY SEGMENT IN BELL COUNTY | MAGELLAN PIPELINE COMPANY SEGMENT IN BELL COUNTY | Bell County | TX | 76501 | BELL | CN605367739 | RN111637971 | Sedimentation and erosion controls consisting of slope breakers, silt fences, sedimentation barriers, staked hay or straw bales, matting and diking. | The following property is used 100% for pollution control and is installed to meet or exceed federal or state regulations: Sedimentation and erosion controls consisting of slope breakers, silt fences, sedimentation barriers, staked hay or straw bales, matting and diking. | 2023-03-30 | 1303787 | 100
25317 | T1 | KIRBY INLAND MARINE LP | CHANNELVIEW OPERATIONS | 16538 DE ZAVALLA RD | CHANNELVIEW | TX | 77530 | HARRIS | CN600611206 | RN104352265 | Vapor control system including a vapor collection system, cargo gauging system, liquid overfill protection, vapor overpressure, vacuum protection, and pressure vacuum indicating device on barges 1252009, 1252010, 1252012, and 1252013. | The following property is used 100% for pollution control and is installed to meet or exceed federal or state regulations: Vapor control system including a vapor collection system, cargo gauging system, liquid overfill protection, vapor overpressure, vacuum protection, and pressure vacuum indicating device on barges 1252009, 1252010, 1252012, and 1252013. | 2023-04-18 | 896400 | 100
25318 | T1 | EPIC Y-GRADE PIPELINE LP | CRANE COUNTY EPIC Y-GRADE PIPELINE | EPIC Y-GRADE PIPELINE LOCATED IN CRANE COUNTY | Crane County | TX | 79731 | CRANE | CN606101020 | RN111646469 | Pipeline coatings and cathodic protection on the EPIC Y-GRADE PIPELINE LP Segments in Crane County. | The following property is used 100% for pollution control and is installed to meet or exceed federal or state regulations: Pipeline coatings and cathodic protection on the EPIC Y-GRADE PIPELINE LP Segments in Crane County. | 2023-04-20 | 366080 | 100
25319 | T1 | EPIC CRUDE PIPELINE LP | CRANE COUNTY EPIC CRUDE PIPELINE | EPIC CRUDE PIPELINE LOCATED IN CRANE COUNTY | Crane County | TX | 79731 | CRANE | CN606101038 | RN111646477 | Pipeline coatings and cathodic protection on the Epic Crude Pipeline LP Segments in Crane County. | The following property is used 100% for pollution control and is installed to meet or exceed federal or state regulations: Pipeline coatings and cathodic protection on the Epic Crude Pipeline LP Segments in Crane County. | 2023-04-21 | 880320 | 100
25320 | T1 | EPIC CRUDE PIPELINE LP | ZAVALA COUNTY EPIC CRUDE PIPELINE | EPIC CRUDE PIPELINE LOCATED IN ZAVALA COUNTY | Zavala County | TX | 78839 | ZAVALA | CN606101038 | RN111646816 | Pipeline coatings and cathodic protection on the Epic Crude Pipeline LP Segments in Zavala County. | The following property is used 100% for pollution control and is installed to meet or exceed federal or state regulations: Pipeline coatings and cathodic protection on the Epic Crude Pipeline LP Segments in Zavala County. | 2023-04-21 | 168000 | 100
25321 | T1 | EPIC CRUDE PIPELINE LP | WINKLER COUNTY EPIC CRUDE PIPELINE | EPIC CRUDE PIPELINE LOCATED IN WINKLER COUNTY | Winkler County | TX | 79789 | WINKLER | CN606101038 | RN111646824 | Pipeline coatings and cathodic protection on the Epic Crude Pipeline LP Segments in Winkler County. | The following property is used 100% for pollution control and is installed to meet or exceed federal or state regulations: Pipeline coatings and cathodic protection on the Epic Crude Pipeline LP Segments in Winkler County. | 2023-04-21 | 146304 | 100
25322 | T1 | EPIC CRUDE PIPELINE LP | WARD COUNTY EPIC CRUDE PIPELINE | EPIC CRUDE PIPELINE LOCATED IN WARD COUNTY | Ward County | TX | 79788 | WARD | CN606101038 | RN111646832 | Pipeline coatings and cathodic protection on the Epic Crude Pipeline LP Segments in Ward County. | The following property is used 100% for pollution control and is installed to meet or exceed federal or state regulations: Pipeline coatings and cathodic protection on the Epic Crude Pipeline LP Segments in Ward County. | 2023-04-21 | 538944 | 100
25323 | T1 | EPIC CRUDE PIPELINE LP | UPTON COUNTY EPIC CRUDE PIPELINE | EPIC CRUDE PIPELINE LOCATED IN UPTON COUNTY | Upton County | TX | 79755 | UPTON | CN606101038 | RN111646840 | Pipeline coatings and cathodic protection on the Epic Crude Pipeline LP Segments in Upton County. | The following property is used 100% for pollution control and is installed to meet or exceed federal or state regulations: Pipeline coatings and cathodic protection on the Epic Crude Pipeline LP Segments in Upton County. | 2023-04-21 | 953040 | 100
25324 | T1 | EPIC CRUDE PIPELINE LP | SUTTON COUNTY EPIC CRUDE PIPELINE | EPIC CRUDE PIPELINE LOCATED IN SUTTON COUNTY | Sutton County | TX | 76950 | SUTTON | CN606101038 | RN111646857 | Pipeline coatings and cathodic protection on the Epic Crude Pipeline LP Segments in Sutton County. | The following property is used 100% for pollution control and is installed to meet or exceed federal or state regulations: Pipeline coatings and cathodic protection on the Epic Crude Pipeline LP Segments in Sutton County. | 2023-04-21 | 1008000 | 100
25325 | T1 | EPIC CRUDE PIPELINE LP | SCHLEICHER COUNTY EPIC CRUDE PIPELINE | EPIC CRUDE PIPELINE LOCATED IN SCHLEICHER COUNTY | Schleicher County | TX | 76936 | SCHLEICHER | CN606101038 | RN111646865 | Pipeline coatings and cathodic protection on the Epic Crude Pipeline LP Segments in Schleicher County. | The following property is used 100% for pollution control and is installed to meet or exceed federal or state regulations: Pipeline coatings and cathodic protection on the Epic Crude Pipeline LP Segments in Schleicher County. | 2023-04-21 | 13920 | 100
25326 | T1 | EPIC CRUDE PIPELINE LP | REEVES COUNTY EPIC CRUDE PIPELINE | EPIC CRUDE PIPELINE LOCATED IN REEVES COUNTY | Reeves County | TX | 79772 | REEVES | CN606101038 | RN111646873 | Pipeline coatings and cathodic protection on the Epic Crude Pipeline LP Segments in Reeves County. | The following property is used 100% for pollution control and is installed to meet or exceed federal or state regulations: Pipeline coatings and cathodic protection on the Epic Crude Pipeline LP Segments in Reeves County. | 2023-04-21 | 996064 | 100
25327 | T1 | EPIC CRUDE PIPELINE LP | REAGAN COUNTY EPIC CRUDE PIPELINE | EPIC CRUDE PIPELINE LOCATED IN REAGAN COUNTY | Reagan County | TX | 76932 | REAGAN | CN606101038 | RN111646881 | Pipeline coatings and cathodic protection on the Epic Crude Pipeline LP Segments in Reagan County. | The following property is used 100% for pollution control and is installed to meet or exceed federal or state regulations: Pipeline coatings and cathodic protection on the Epic Crude Pipeline LP Segments in Reagan County. | 2023-04-21 | 684720 | 100
25328 | T1 | EPIC CRUDE PIPELINE LP | PECOS COUNTY EPIC CRUDE PIPELINE | EPIC CRUDE PIPELINE LOCATED IN PECOS COUNTY | Pecos County | TX | 79735 | PECOS | CN606101038 | RN111646899 | Pipeline coatings and cathodic protection on the Epic Crude Pipeline LP Segments in Pecos County. | The following property is used 100% for pollution control and is installed to meet or exceed federal or state regulations: Pipeline coatings and cathodic protection on the Epic Crude Pipeline LP Segments in Pecos County. | 2023-04-21 | 172032 | 100
25329 | T1 | EPIC CRUDE PIPELINE LP | NUECES COUNTY EPIC CRUDE PIPELINE | EPIC CRUDE PIPELINE LOCATED IN NUECES COUNTY | Nueces County | TX | 78380 | NUECES | CN606101038 | RN111646907 | Pipeline coatings and cathodic protection on the EPIC CRUDE PIPELINE LP Segments in Nueces County. | The following property is used 100% for pollution control and is installed to meet or exceed federal or state regulations: Pipeline coatings and cathodic protection on the EPIC CRUDE PIPELINE LP Segments in Nueces County. | 2023-04-20 | 1028880 | 100
25330 | T1 | EPIC CRUDE PIPELINE LP | MCMULLEN COUNTY EPIC CRUDE PIPELINE | EPIC CRUDE PIPELINE LOCATED IN MCMULLEN COUNTY | Mcmullen County | TX | 78021 | MCMULLEN | CN606101038 | RN111646915 | Pipeline coatings and cathodic protection on the Epic Crude Pipeline LP Segments in McMullen County. | The following property is used 100% for pollution control and is installed to meet or exceed federal or state regulations: Pipeline coatings and cathodic protection on the Epic Crude Pipeline LP Segments in McMullen County. | 2023-04-18 | 48000 | 100
25331 | T1 | EPIC CRUDE PIPELINE LP | MAVERICK COUNTY EPIC CRUDE PIPELINE | EPIC CRUDE PIPELINE LOCATED IN MAVERICK COUNTY | Maverick County | TX | 78853 | MAVERICK | CN606101038 | RN111646923 | Pipeline coatings and cathodic protection on the Epic Crude Pipeline LP Segments in Maverick County. | The following property is used 100% for pollution control and is installed to meet or exceed federal or state regulations: Pipeline coatings and cathodic protection on the Epic Crude Pipeline LP Segments in Maverick County. | 2023-04-18 | 660000 | 100
25332 | T1 | EPIC CRUDE PIPELINE LP | LASALLE COUNTY EPIC CRUDE PIPELINE | EPIC CRUDE PIPELINE LOCATED IN LA SALLE COUNTY | La Salle County | TX | 78014 | LA SALLE | CN606101038 | RN111646931 | Pipeline coatings and cathodic protection on the Epic Crude Pipeline LP Segments in La Salle County. | The following property is used 100% for pollution control and is installed to meet or exceed federal or state regulations: Pipeline coatings and cathodic protection on the Epic Crude Pipeline LP Segments in La Salle County. | 2023-04-18 | 755200 | 100
25333 | T1 | EPIC CRUDE PIPELINE LP | KINNEY COUNTY EPIC CRUDE PIPELINE | EPIC CRUDE PIPELINE LOCATED IN KINNEY COUNTY | Kinney County | TX | 78832 | KINNEY | CN606101038 | RN111646949 | Pipeline coatings and cathodic protection on the Epic Crude Pipeline LP Segments in Kinney County. | The following property is used 100% for pollution control and is installed to meet or exceed federal or state regulations: Pipeline coatings and cathodic protection on the Epic Crude Pipeline LP Segments in Kinney County. | 2023-04-18 | 1109760 | 100
25334 | T1 | EPIC CRUDE PIPELINE LP | JIM WELLS COUNTY EPIC CRUDE PIPELINE | EPIC CRUDE PIPELINE LOCATED IN JIM WELLS COUNTY | Jim Wells County | TX | 78332 | JIM WELLS | CN606101038 | RN111646956 | Pipeline coatings and cathodic protection on the Epic Crude Pipeline LP Segments in Jim Wells County. | The following property is used 100% for pollution control and is installed to meet or exceed federal or state regulations: Pipeline coatings and cathodic protection on the Epic Crude Pipeline LP Segments in Jim Wells County. | 2023-04-18 | 457920 | 100
25335 | T1 | EPIC CRUDE PIPELINE LP | EDWARDS COUNTY EPIC CRUDE PIPELINE | EPIC CRUDE PIPELINE LOCATED IN EDWARDS COUNTY | Edwards County | TX | 78880 | EDWARDS | CN606101038 | RN111646964 | Pipeline coatings and cathodic protection on the Epic Crude Pipeline LP Segments in Edwards County. | The following property is used 100% for pollution control and is installed to meet or exceed federal or state regulations: Pipeline coatings and cathodic protection on the Epic Crude Pipeline LP Segments in Edwards County. | 2023-04-18 | 1392000 | 100
25336 | T1 | EPIC CRUDE PIPELINE LP | DUVAL COUNTY EPIC CRUDE PIPELINE | EPIC CRUDE PIPELINE LOCATED IN DUVAL COUNTY | Duval County | TX | 78357 | DUVAL | CN606101038 | RN111646972 | Pipeline coatings and cathodic protection on the Epic Crude Pipeline LP Segments in Duval County. | The following property is used 100% for pollution control and is installed to meet or exceed federal or state regulations: Pipeline coatings and cathodic protection on the Epic Crude Pipeline LP Segments in Duval County. | 2023-04-18 | 1017120 | 100
25337 | T1 | EPIC CRUDE PIPELINE LP | DIMMIT COUNTY EPIC CRUDE PIPELINE | EPIC CRUDE PIPELINE LOCATED IN DIMMIT COUNTY | Dimmit County | TX | 78834 | DIMMIT | CN606101038 | RN111646980 | Pipeline coatings and cathodic protection on the Epic Crude Pipeline LP Segments in Dimmit County. | The following property is used 100% for pollution control and is installed to meet or exceed federal or state regulations: Pipeline coatings and cathodic protection on the Epic Crude Pipeline LP Segments in Dimmit County. | 2023-04-18 | 1428000 | 100
25338 | T1 | EPIC CRUDE PIPELINE LP | CROCKETT COUNTY EPIC CRUDE PIPELINE | EPIC CRUDE PIPELINE LOCATED IN CROCKETT COUNTY | Crockett County | TX | 76943 | CROCKETT | CN606101038 | RN111646998 | Pipeline coatings and cathodic protection on the Epic Crude Pipeline LP Segments in Crockett County. | The following property is used 100% for pollution control and is installed to meet or exceed federal or state regulations: Pipeline coatings and cathodic protection on the Epic Crude Pipeline LP Segments in Crockett County. | 2023-04-18 | 1038240 | 100
25339 | T1 | BENTLEY REAL ESTATE HOLDINGS LLC | WALLPORT TRANSIT | 1011 W WINTERGREEN RD | HUTCHINS | TX | 75141 | DALLAS | CN606096592 | RN111647004 | Stormwater quality ponds, channels, drop inlet screens, stormwater infrastructure, and concrete flumes with dissipators. | The following property is used 100% for pollution control and is installed to meet or exceed federal or state regulations: Stormwater quality ponds, channels, drop inlet screens, stormwater infrastructure, and concrete flumes with dissipators. | 2023-04-06 | 2100000 | 100
25340 | T1 | EPIC Y-GRADE PIPELINE LP | ZAVALA COUNTY EPIC Y GRADE PIPELINE | EPIC Y GRADE PIPELINE LOCATED IN ZAVALA COUNTY | Zavala County | TX | 78839 | ZAVALA | CN606101020 | RN111647012 | Pipeline coatings and cathodic protection on the Epic Y-Grade Pipeline LP Segments in Zavala County. | The following property is used 100% for pollution control and is installed to meet or exceed federal or state regulations: Pipeline coatings and cathodic protection on the Epic Y-Grade Pipeline LP Segments in Ward County. | 2023-04-18 | 136320 | 100
25341 | T1 | EPIC Y-GRADE PIPELINE LP | WARD COUNTY EPIC Y GRADE PIPELINE | EPIC Y GRADE PIPELINE LOCATED IN WARD COUNTY | Ward County | TX | 79788 | WARD | CN606101020 | RN111647020 | Pipeline coatings and cathodic protection on the Epic Y-Grade Pipeline LP Segments in Ward County. | The following property is used 100% for pollution control and is installed to meet or exceed federal or state regulations: Pipeline coatings and cathodic protection on the Epic Y-Grade Pipeline LP Segments in Upton County. | 2023-04-18 | 96000 | 100
25342 | T1 | EPIC Y-GRADE PIPELINE LP | UPTON COUNTY EPIC Y GRADE PIPELINE | EPIC Y GRADE PIPELINE LOCATED IN UPTON COUNTY | Upton County | TX | 79755 | UPTON | CN606101020 | RN111647038 | Pipeline coatings and cathodic protection on the Epic Y-Grade Pipeline LP Segments in Upton County. | The following property is used 100% for pollution control and is installed to meet or exceed federal or state regulations: Pipeline coatings and cathodic protection on the Epic Y-Grade Pipeline LP Segments in Sutton County. | 2023-04-18 | 523520 | 100
25343 | T1 | EPIC Y-GRADE PIPELINE LP | SUTTON COUNTY EPIC Y GRADE PIPELINE | EPIC Y GRADE PIPELINE LOCATED IN SUTTON COUNTY | Sutton County | TX | 76950 | SUTTON | CN606101020 | RN111647046 | Pipeline coatings and cathodic protection on the Epic Y-Grade Pipeline LP Segments in Sutton County. | The following property is used 100% for pollution control and is installed to meet or exceed federal or state regulations: Pipeline coatings and cathodic protection on the Epic Y-Grade Pipeline LP Segments in Schleicher County. | 2023-04-18 | 808320 | 100
25344 | T1 | EPIC Y-GRADE PIPELINE LP | SCHLEICHER COUNTY EPIC Y GRADE PIPELINE | EPIC Y GRADE PIPELINE LOCATED IN SCHLEICHER COUNTY | Schleicher County | TX | 76936 | SCHLEICHER | CN606101020 | RN111647053 | Pipeline coatings and cathodic protection on the Epic Y-Grade Pipeline LP Segments in Schleicher County. | The following property is used 100% for pollution control and is installed to meet or exceed federal or state regulations: Pipeline coatings and cathodic protection on the Epic Y-Grade Pipeline LP Segments in Reeves County. | 2023-04-18 | 15768 | 100
25345 | T1 | EPIC Y-GRADE PIPELINE LP | REEVES COUNTY EPIC Y GRADE PIPELINE | EPIC Y GRADE PIPELINE LOCATED IN REEVES COUNTY | Reeves County | TX | 79772 | REEVES | CN606101020 | RN111647061 | Pipeline coatings and cathodic protection on the Epic Y-Grade Pipeline LP Segments in Reeves County. | The following property is used 100% for pollution control and is installed to meet or exceed federal or state regulations: Pipeline coatings and cathodic protection on the Epic Y-Grade Pipeline LP Segments in Reeves County. | 2023-04-18 | 1298336 | 100
25346 | T1 | EPIC Y-GRADE PIPELINE LP | REAGAN COUNTY EPIC Y GRADE PIPELINE | EPIC Y GRADE PIPELINE LOCATED IN REAGAN COUNTY | Reagan County | TX | 76932 | REAGAN | CN606101020 | RN111647079 | Pipeline coatings and cathodic protection on the Epic Y Grade Pipeline LP Segments in Reagan County. | The following property is used 100% for pollution control and is installed to meet or exceed federal or state regulations: Pipeline coatings and cathodic protection on the Epic Y Grade Pipeline LP Segments in Reagan County. | 2023-03-16 | 547200 | 100
25347 | T1 | EPIC Y-GRADE PIPELINE LP | PECOS COUNTY EPIC Y GRADE PIPELINE | EPIC Y GRADE PIPELINE LOCATED IN PECOS COUNTY | Pecos County | TX | 79735 | PECOS | CN606101020 | RN111647087 | Pipeline coatings and cathodic protection on the Epic Y Grade Pipeline LP Segments in Pecos County. | The following property is used 100% for pollution control and is installed to meet or exceed federal or state regulations: Pipeline coatings and cathodic protection on the Epic Y Grade Pipeline LP Segments in Pecos County. | 2023-03-16 | 206080 | 100
25348 | T1 | EPIC Y-GRADE PIPELINE LP | NUECES COUNTY EPIC Y GRADE PIPELINE | EPIC Y GRADE PIPELINE LOCATED IN NUECES COUNTY | Nueces County | TX | 78380 | NUECES | CN606101020 | RN111647095 | Pipeline coatings and cathodic protection on the Epic Y Grade Pipeline LP Segments in Nueces County. | The following property is used 100% for pollution control and is installed to meet or exceed federal or state regulations: Pipeline coatings and cathodic protection on the Epic Y Grade Pipeline LP Segments in Nueces County. | 2023-03-16 | 441600 | 100
25349 | T1 | EPIC Y-GRADE PIPELINE LP | MCMULLEN COUNTY EPIC Y GRADE PIPELINE | EPIC Y GRADE PIPELINE LOCATED IN MCMULLEN COUNTY | Mcmullen County | TX | 78021 | MCMULLEN | CN606101020 | RN111647103 | Pipeline coatings and cathodic protection on the Epic Y Grade Pipeline LP Segments in McMullen County. | The following property is used 100% for pollution control and is installed to meet or exceed federal or state regulations: Pipeline coatings and cathodic protection on the Epic Y Grade Pipeline LP Segments in McMullen County. | 2023-03-16 | 36480 | 100
25350 | T1 | EPIC Y-GRADE PIPELINE LP | MAVERICK COUNTY EPIC Y GRADE PIPELINE | EPIC Y GRADE PIPELINE LOCATED IN MAVERICK COUNTY | Maverick County | TX | 78853 | MAVERICK | CN606101020 | RN111647111 | Pipeline coatings and cathodic protection on the Epic Y Grade Pipeline LP Segments in Maverick County. | The following property is used 100% for pollution control and is installed to meet or exceed federal or state regulations: Pipeline coatings and cathodic protection on the Epic Y Grade Pipeline LP Segments in Maverick County. | 2023-03-16 | 440000 | 100
25351 | T1 | EPIC Y-GRADE PIPELINE LP | LASALLE COUNTY EPIC Y GRADE PIPELINE | EPIC Y GRADE PIPELINE LOCATED IN LA SALLE COUNTY | La Salle County | TX | 78014 | LA SALLE | CN606101020 | RN111647129 | Pipeline coatings and cathodic protection on the Epic Y Grade Pipeline LP Segments in La Salle County. | The following property is used 100% for pollution control and is installed to meet or exceed federal or state regulations: Pipeline coatings and cathodic protection on the Epic Y Grade Pipeline LP Segments in La Salle County. | 2023-03-16 | 906240 | 100
25352 | T1 | EPIC Y-GRADE PIPELINE LP | KINNEY COUNTY EPIC Y GRADE PIPELINE | EPIC Y GRADE PIPELINE LOCATED IN KINNEY COUNTY | Kinney County | TX | 78832 | KINNEY | CN606101020 | RN111647137 | Pipeline coatings and cathodic protection on the Epic Y Grade Pipeline LP Segments in Kinney County. | The following property is used 100% for pollution control and is installed to meet or exceed federal or state regulations: Pipeline coatings and cathodic protection on the Epic Y Grade Pipeline LP Segments in Kinney County. | 2023-03-16 | 887040 | 100
25353 | T1 | EPIC Y-GRADE PIPELINE LP | JIM WELLS COUNTY EPIC Y GRADE PIPELINE | EPIC Y GRADE PIPELINE LOCATED IN JIM WELLS COUNTY | Jim Wells County | TX | 78332 | JIM WELLS | CN606101020 | RN111647145 | Pipeline coatings and cathodic protection on the Epic Y Grade Pipeline LP Segments in Jim Wells County. | The following property is used 100% for pollution control and is installed to meet or exceed federal or state regulations: Pipeline coatings and cathodic protection on the Epic Y Grade Pipeline LP Segments in Jim Wells County. | 2023-03-17 | 359040 | 100
25354 | T1 | EPIC Y-GRADE PIPELINE LP | EDWARDS COUNTY EPIC Y GRADE PIPELINE | EPIC Y GRADE PIPELINE LOCATED IN EDWARD COUNTY | Edwards County | TX | 78880 | EDWARDS | CN606101020 | RN111647152 | Pipeline coatings and cathodic protection on the Epic Y Grade Pipeline LP Segments in Edwards County. | The following property is used 100% for pollution control and is installed to meet or exceed federal or state regulations: Pipeline coatings and cathodic protection on the Epic Y Grade Pipeline LP Segments in Edwards County. | 2023-03-17 | 1111680 | 100
25355 | T1 | EPIC Y-GRADE PIPELINE LP | DUVAL COUNTY EPIC Y GRADE PIPELINE | EPIC Y GRADE PIPELINE LOCATED IN DUVAL COUNTY | Duval County | TX | 78357 | DUVAL | CN606101020 | RN111647160 | Pipeline coatings and cathodic protection on the Epic Y Grade Pipeline LP Segments in Duval County. | The following property is used 100% for pollution control and is installed to meet or exceed federal or state regulations: Pipeline coatings and cathodic protection on the Epic Y Grade Pipeline LP Segments in Duval County. | 2023-03-17 | 810240 | 100
25356 | T1 | EPIC Y-GRADE PIPELINE LP | CULBERSON COUNTY EPIC Y GRADE PIPELINE | EPIC Y GRADE PIPELINE | Culberson County | TX | 79855 | CULBERSON | CN606101020 | RN111647178 | Pipeline coatings and cathodic protection on the Epic Y Grade Pipeline LP Segments in Culberson County. | The following property is used 100% for pollution control and is installed to meet or exceed federal or state regulations: Pipeline coatings and cathodic protection on the Epic Y Grade Pipeline LP Segments in Culberson County. | 2023-03-17 | 59520 | 100
25357 | T1 | EPIC Y-GRADE PIPELINE LP | DIMMIT COUNTY EPIC Y GRADE PIPELINE | EPIC Y GRADE PIPELINE LOCATED IN DIMMIT COUNTY | Dimmit County | TX | 78834 | DIMMIT | CN606101020 | RN111647186 | Pipeline coatings and cathodic protection on the Epic Y Grade Pipeline LP Segments in Dimmit County. | The following property is used 100% for pollution control and is installed to meet or exceed federal or state regulations: Pipeline coatings and cathodic protection on the Epic Y Grade Pipeline LP Segments in Dimmit County. | 2023-03-17 | 1146240 | 100
25358 | T1 | EPIC Y-GRADE PIPELINE LP | CROCKETT COUNTY EPIC Y GRADE PIPELINE | EPIC Y GRADE PIPELINE LOCATED IN CROCKETT COUNTY | Crockett County | TX | 76943 | CROCKETT | CN606101020 | RN111647194 | Pipeline coatings and cathodic protection on the Epic Y Grade Pipeline LP Segments in Crockett County. | The following property is used 100% for pollution control and is installed to meet or exceed federal or state regulations: Pipeline coatings and cathodic protection on the Epic Y Grade Pipeline LP Segments in Crockett County. | 2023-03-17 | 831360 | 100
25359 | T1 | GRAND PRIX PIPELINE LLC | GRAND PRIX CALLAHAN COUNTY PIPELINES | GRAND PRIX PIPELINES IN CALLAHAN COUNTY | Callahan County | TX | 79510 | CALLAHAN | CN605967280 | RN111645776 | Sedimentation and erosion controls consisting of slope breakers, silt fences, sedimentation barriers, staked hay or straw bales, matting and diking. | The following property is used 100% for pollution control and is installed to meet or exceed federal or state regulations: Sedimentation and erosion controls consisting of slope breakers, silt fences, sedimentation barriers, staked hay or straw bales, matting and diking. | 2023-03-17 | 3504720 | 100
25360 | T1 | GRAND PRIX PIPELINE LLC | GRAND PRIX CHAMBERS COUNTY PIPELINE | GRAND PRIX PIPELINE SEGMENT IN CHAMBERS COUNTY | Chambers County | TX | 77521 | CHAMBERS | CN605967280 | RN111645784 | Sedimentation and erosion controls consisting of slope breakers, silt fences, sedimentation barriers, staked hay or straw bales, matting and diking. | The following property is used 100% for pollution control and is installed to meet or exceed federal or state regulations: Sedimentation and erosion controls consisting of slope breakers, silt fences, sedimentation barriers, staked hay or straw bales, matting and diking. | 2023-03-17 | 1041750 | 100
25361 | T1 | GRAND PRIX PIPELINE LLC | GRAND PRIX CRANE COUNTY PIPELINES | GRAND PRIX PIPELINES IN CRANE COUNTY | Crane County | TX | 79731 | CRANE | CN605967280 | RN111645792 | Sedimentation and erosion controls consisting of slope breakers, silt fences, sedimentation barriers, staked hay or straw bales, matting and diking. | The following property is used 100% for pollution control and is installed to meet or exceed federal or state regulations: Sedimentation and erosion controls consisting of slope breakers, silt fences, sedimentation barriers, staked hay or straw bales, matting and diking. | 2023-03-17 | 3757560 | 100
25362 | T1 | GRAND PRIX PIPELINE LLC | GRAND PRIX CULBERSON COUNTY PIPELINES | GRAND PRIX PIPELINES IN CULBERSON COUNTY. | Culberson County | TX | 79770 | CULBERSON | CN605967280 | RN111645800 | Sedimentation and erosion controls consisting of slope breakers, silt fences, sedimentation barriers, staked hay or straw bales, matting and diking. | The following property is used 100% for pollution control and is installed to meet or exceed federal or state regulations: Sedimentation and erosion controls consisting of slope breakers, silt fences, sedimentation barriers, staked hay or straw bales, matting and diking. | 2023-03-17 | 1775660 | 100
25363 | T1 | GRAND PRIX PIPELINE LLC | GRAND PRIX EASTLAND COUNTY PIPELINES | GRAND PRIX PIPELINES IN EASTLAND COUNTY | Eastland County | TX | 76448 | EASTLAND | CN605967280 | RN111645818 | Sedimentation and erosion controls consisting of slope breakers, silt fences, sedimentation barriers, staked hay or straw bales, matting and diking. | The following property is used 100% for pollution control and is installed to meet or exceed federal or state regulations: Sedimentation and erosion controls consisting of slope breakers, silt fences, sedimentation barriers, staked hay or straw bales, matting and diking. | 2023-03-17 | 4378800 | 100
25364 | T1 | GRAND PRIX PIPELINE LLC | GRAND PRIX ELLIS COUNTY PIPELINES | GRAND PRIX PIPELINES IN ELLIS COUNTY | Ellis County | TX | 76670 | ELLIS | CN605967280 | RN111645826 | Sedimentation and erosion controls consisting of slope breakers, silt fences, sedimentation barriers, staked hay or straw bales, matting and diking. | The following property is used 100% for pollution control and is installed to meet or exceed federal or state regulations: Sedimentation and erosion controls consisting of slope breakers, silt fences, sedimentation barriers, staked hay or straw bales, matting and diking. | 2023-03-17 | 1380000 | 100
25365 | T1 | GRAND PRIX PIPELINE LLC | GRAND PRIX ERATH COUNTY PIPELINES | GRAND PRIX PIPELINES IN ERATH COUNTY | Erath County | TX | 76401 | ERATH | CN605967280 | RN111645834 | Sedimentation and erosion controls consisting of slope breakers, silt fences, sedimentation barriers, staked hay or straw bales, matting and diking. | The following property is used 100% for pollution control and is installed to meet or exceed federal or state regulations: Sedimentation and erosion controls consisting of slope breakers, silt fences, sedimentation barriers, staked hay or straw bales, matting and diking. | 2023-03-17 | 3329760 | 100
25366 | T1 | GRAND PRIX PIPELINE LLC | GRAND PRIX FREESTONE COUNTY PIPELINES | GRAND PRIX PIPELINES IN FREESTONE COUNTY | Freestone County | TX | 75860 | FREESTONE | CN605967280 | RN111645842 | Sedimentation and erosion controls consisting of slope breakers, silt fences, sedimentation barriers, staked hay or straw bales, matting and diking. | The following property is used 100% for pollution control and is installed to meet or exceed federal or state regulations: Sedimentation and erosion controls consisting of slope breakers, silt fences, sedimentation barriers, staked hay or straw bales, matting and diking. | 2023-03-17 | 5086500 | 100
25367 | T1 | GRAND PRIX PIPELINE LLC | GRAND PRIX GLASSCOCK COUNTY PIPELINES | GRAND PRIX PIPELINES IN GLASSCOCK COUNTY | Glasscock County | TX | 79720 | GLASSCOCK | CN605967280 | RN111645867 | Sedimentation and erosion controls consisting of slope breakers, silt fences, sedimentation barriers, staked hay or straw bales, matting and diking. | The following property is used 100% for pollution control and is installed to meet or exceed federal or state regulations: Sedimentation and erosion controls consisting of slope breakers, silt fences, sedimentation barriers, staked hay or straw bales, matting and diking. | 2023-03-17 | 3840400 | 100
25368 | T1 | GRAND PRIX PIPELINE LLC | GRAND PRIX HILL COUNTY PIPELINE | GRAND PRIX PIPELINE IN HILL COUNTY | Hill County | TX | 76055 | HILL | CN605967280 | RN111645875 | Sedimentation and erosion controls consisting of slope breakers, silt fences, sedimentation barriers, staked hay or straw bales, matting and diking. | The following property is used 100% for pollution control and is installed to meet or exceed federal or state regulations: Sedimentation and erosion controls consisting of slope breakers, silt fences, sedimentation barriers, staked hay or straw bales, matting and diking. | 2023-03-17 | 1680000 | 100
25369 | T1 | GRAND PRIX PIPELINE LLC | GRAND PRIX HOOD COUNTY PIPELINES | GRAND PRIX PIPELINES IN HOOD COUNTY | Hood County | TX | 76476 | HOOD | CN605967280 | RN111645883 | Sedimentation and erosion controls consisting of slope breakers, silt fences, sedimentation barriers, staked hay or straw bales, matting and diking. | The following property is used 100% for pollution control and is installed to meet or exceed federal or state regulations: Sedimentation and erosion controls consisting of slope breakers, silt fences, sedimentation barriers, staked hay or straw bales, matting and diking. | 2023-03-17 | 2634000 | 100
25370 | T1 | GRAND PRIX PIPELINE LLC | GRAND PRIX JOHNSON COUNTY PIPELINES | GRAND PRIX PIPELINES IN JOHNSON COUNTY | Johnson County | TX | 76033 | JOHNSON | CN605967280 | RN111645891 | Sedimentation and erosion controls consisting of slope breakers, silt fences, sedimentation barriers, staked hay or straw bales, matting and diking. | The following property is used 100% for pollution control and is installed to meet or exceed federal or state regulations: Sedimentation and erosion controls consisting of slope breakers, silt fences, sedimentation barriers, staked hay or straw bales, matting and diking. | 2023-03-17 | 4414200 | 100
25371 | T1 | GRAND PRIX PIPELINE LLC | GRAND PRIX LEON COUNTY PIPELINES | GRAND PRIX PIPELINES IN LEON COUNTY | Leon County | TX | 75833 | LEON | CN605967280 | RN111645909 | Sedimentation and erosion controls consisting of slope breakers, silt fences, sedimentation barriers, staked hay or straw bales, matting and diking. | The following property is used 100% for pollution control and is installed to meet or exceed federal or state regulations: Sedimentation and erosion controls consisting of slope breakers, silt fences, sedimentation barriers, staked hay or straw bales, matting and diking. | 2023-03-17 | 5188500 | 100
25372 | T1 | GRAND PRIX PIPELINE LLC | GRAND PRIX LIBERTY COUNTY PIPELINES | GRAND PRIX PIPELINES IN LIBERTY COUNTY | Liberty County | TX | 77535 | LIBERTY | CN605967280 | RN111645917 | Sedimentation and erosion controls consisting of slope breakers, silt fences, sedimentation barriers, staked hay or straw bales, matting and diking. | The following property is used 100% for pollution control and is installed to meet or exceed federal or state regulations: Sedimentation and erosion controls consisting of slope breakers, silt fences, sedimentation barriers, staked hay or straw bales, matting and diking. | 2023-03-17 | 6426000 | 100
25373 | T1 | GRAND PRIX PIPELINE LLC | GRAND PRIX LOVING COUNTY PIPELINES | GRAND PRIX PIPELINES IN LOVING COUNTY | Loving County | TX | 79754 | LOVING | CN605967280 | RN111645925 | Sedimentation and erosion controls consisting of slope breakers, silt fences, sedimentation barriers, staked hay or straw bales, matting and diking. | The following property is used 100% for pollution control and is installed to meet or exceed federal or state regulations: Sedimentation and erosion controls consisting of slope breakers, silt fences, sedimentation barriers, staked hay or straw bales, matting and diking. | 2023-03-17 | 2408320 | 100
25374 | T1 | GRAND PRIX PIPELINE LLC | GRAND PRIX MADISON COUNTY PIPELINE | GRAND PRIX PIPELINE IN MADISON COUNTY | Madison County | TX | 75852 | MADISON | CN605967280 | RN111645933 | Sedimentation and erosion controls consisting of slope breakers, silt fences, sedimentation barriers, staked hay or straw bales, matting and diking. | The following property is used 100% for pollution control and is installed to meet or exceed federal or state regulations: Sedimentation and erosion controls consisting of slope breakers, silt fences, sedimentation barriers, staked hay or straw bales, matting and diking. | 2023-03-17 | 2155950 | 100
25375 | T1 | GRAND PRIX PIPELINE LLC | GRAND PRIX MIDLAND COUNTY PIPELINES | GRAND PRIX PIPELINES IN MIDLAND COUNTY | Midland County | TX | 79706 | MIDLAND | CN605967280 | RN111645974 | Sedimentation and erosion controls consisting of slope breakers, silt fences, sedimentation barriers, staked hay or straw bales, matting and diking. | The following property is used 100% for pollution control and is installed to meet or exceed federal or state regulations: Sedimentation and erosion controls consisting of slope breakers, silt fences, sedimentation barriers, staked hay or straw bales, matting and diking. | 2023-03-20 | 5213040 | 100
25376 | T1 | GRAND PRIX PIPELINE LLC | GRAND PRIX MITCHELL COUNTY PIPELINES | GRAND PRIX PIPELINES IN MITCHELL COUNTY | Mitchell County | TX | 79512 | MITCHELL | CN605967280 | RN111645982 | Sedimentation and erosion controls consisting of slope breakers, silt fences, sedimentation barriers, staked hay or straw bales, matting and diking. | The following property is used 100% for pollution control and is installed to meet or exceed federal or state regulations: Sedimentation and erosion controls consisting of slope breakers, silt fences, sedimentation barriers, staked hay or straw bales, matting and diking. | 2023-03-20 | 2335200 | 100
25377 | T1 | GRAND PRIX PIPELINE LLC | GRAND PRIX NAVARRO COUNTY PIPELINES | GRAND PRIX PIPELINES IN NAVARRO COUNTY | Navarro County | TX | 76641 | NAVARRO | CN605967280 | RN111645990 | Sedimentation and erosion controls consisting of slope breakers, silt fences, sedimentation barriers, staked hay or straw bales, matting and diking. | The following property is used 100% for pollution control and is installed to meet or exceed federal or state regulations: Sedimentation and erosion controls consisting of slope breakers, silt fences, sedimentation barriers, staked hay or straw bales, matting and diking. | 2023-03-20 | 5431500 | 100
25378 | T1 | GRAND PRIX PIPELINE LLC | GRAND PRIX NOLAN COUNTY PIPELINES | GRAND PRIX PIPELINES IN NOLAN COUNTY | Nolan County | TX | 79535 | NOLAN | CN605967280 | RN111646006 | Sedimentation and erosion controls consisting of slope breakers, silt fences, sedimentation barriers, staked hay or straw bales, matting and diking. | The following property is used 100% for pollution control and is installed to meet or exceed federal or state regulations: Sedimentation and erosion controls consisting of slope breakers, silt fences, sedimentation barriers, staked hay or straw bales, matting and diking. | 2023-03-20 | 3485760 | 100
25379 | T1 | GRAND PRIX PIPELINE LLC | GRAND PRIX PECOS COUNTY PIPELINES | GRAND PRIX PIPELINES IN PECOS COUNTY | Pecos County | TX | 79730 | PECOS | CN605967280 | RN111646014 | Sedimentation and erosion controls consisting of slope breakers, silt fences, sedimentation barriers, staked hay or straw bales, matting and diking. | The following property is used 100% for pollution control and is installed to meet or exceed federal or state regulations: Sedimentation and erosion controls consisting of slope breakers, silt fences, sedimentation barriers, staked hay or straw bales, matting and diking. | 2023-03-20 | 782860 | 100
25380 | T1 | GRAND PRIX PIPELINE LLC | GRAND PRIX REAGAN COUNTY PIPELINES | GRAND PRIX PIPELINES IN REAGAN COUNTY | Reagan County | TX | 79739 | REAGAN | CN605967280 | RN111646022 | Sedimentation and erosion controls consisting of slope breakers, silt fences, sedimentation barriers, staked hay or straw bales, matting and diking. | The following property is used 100% for pollution control and is installed to meet or exceed federal or state regulations: Sedimentation and erosion controls consisting of slope breakers, silt fences, sedimentation barriers, staked hay or straw bales, matting and diking. | 2023-03-20 | 785300 | 100
25381 | T1 | GRAND PRIX PIPELINE LLC | GRAND PRIX REEVES COUNTY PIPELINES | GRAND PRIX PIPELINES IN REEVES COUNTY | Reeves County | TX | 79770 | REEVES | CN605967280 | RN111646030 | Sedimentation and erosion controls consisting of slope breakers, silt fences, sedimentation barriers, staked hay or straw bales, matting and diking. | The following property is used 100% for pollution control and is installed to meet or exceed federal or state regulations: Sedimentation and erosion controls consisting of slope breakers, silt fences, sedimentation barriers, staked hay or straw bales, matting and diking. | 2023-03-20 | 2036400 | 100
25382 | T1 | GRAND PRIX PIPELINE LLC | GRAND PRIX SAN JACINTO PIPELINES | GRAND PRIX PIPELINES IN SAN JACINTO COUNTY | San Jacinto County | TX | 77331 | SAN JACINTO | CN605967280 | RN111646048 | Sedimentation and erosion controls consisting of slope breakers, silt fences, sedimentation barriers, staked hay or straw bales, matting and diking. | The following property is used 100% for pollution control and is installed to meet or exceed federal or state regulations: Sedimentation and erosion controls consisting of slope breakers, silt fences, sedimentation barriers, staked hay or straw bales, matting and diking. | 2023-03-20 | 4869000 | 100
25383 | T1 | GRAND PRIX PIPELINE LLC | GRAND PRIX WINKLER COUNTY PIPELINES | GRAND PRIX PIPELINES IN WINKLER COUNTY | Winkler County | TX | 79789 | WINKLER | CN605967280 | RN111646055 | Sedimentation and erosion controls consisting of slope breakers, silt fences, sedimentation barriers, staked hay or straw bales, matting and diking. | The following property is used 100% for pollution control and is installed to meet or exceed federal or state regulations: Sedimentation and erosion controls consisting of slope breakers, silt fences, sedimentation barriers, staked hay or straw bales, matting and diking. | 2023-03-20 | 1928660 | 100
25384 | T1 | GRAND PRIX PIPELINE LLC | GRAND PRIX WARD COUNTY PIPELINES | GRAND PRIX PIPELINES IN WARD COUNTY | Ward County | TX | 79777 | WARD | CN605967280 | RN111646063 | Sedimentation and erosion controls consisting of slope breakers, silt fences, sedimentation barriers, staked hay or straw bales, matting and diking. | The following property is used 100% for pollution control and is installed to meet or exceed federal or state regulations: Sedimentation and erosion controls consisting of slope breakers, silt fences, sedimentation barriers, staked hay or straw bales, matting and diking. | 2023-03-21 | 3696540 | 100
25385 | T1 | GRAND PRIX PIPELINE LLC | GRAND PRIX WALKER COUNTY PIPELINE | GRAND PRIX PIPELINE IN WALKER COUNTY | Walker County | TX | 77320 | WALKER | CN605967280 | RN111646071 | Sedimentation and erosion controls consisting of slope breakers, silt fences, sedimentation barriers, staked hay or straw bales, matting and diking. | The following property is used 100% for pollution control and is installed to meet or exceed federal or state regulations: Sedimentation and erosion controls consisting of slope breakers, silt fences, sedimentation barriers, staked hay or straw bales, matting and diking. | 2023-03-21 | 4336500 | 100
25386 | T1 | GRAND PRIX PIPELINE LLC | GRAND PRIX UPTON COUNTY PIPELINES | GRAND PRIX PIPELINES IN UPTON COUNTY | Upton County | TX | 79755 | UPTON | CN605967280 | RN111646089 | Sedimentation and erosion controls consisting of slope breakers, silt fences, sedimentation barriers, staked hay or straw bales, matting and diking. | The following property is used 100% for pollution control and is installed to meet or exceed federal or state regulations: Sedimentation and erosion controls consisting of slope breakers, silt fences, sedimentation barriers, staked hay or straw bales, matting and diking. | 2023-03-21 | 878400 | 100
25387 | T1 | GRAND PRIX PIPELINE LLC | GRAND PRIX TAYLOR COUNTY PIPELINES | GRAND PRIX PIPELINES IN TAYLOR COUNTY | Taylor County | TX | 79562 | TAYLOR | CN605967280 | RN111646097 | Sedimentation and erosion controls consisting of slope breakers, silt fences, sedimentation barriers, staked hay or straw bales, matting and diking. | The following property is used 100% for pollution control and is installed to meet or exceed federal or state regulations: Sedimentation and erosion controls consisting of slope breakers, silt fences, sedimentation barriers, staked hay or straw bales, matting and diking. | 2023-03-21 | 3582000 | 100
25388 | T1 | GRAND PRIX PIPELINE LLC | GRAND PRIX STERLING COUNTY PIPELINES | GRAND PRIX PIPELINES IN STERLING COUNTY | Sterling County | TX | 76951 | STERLING | CN605967280 | RN111646105 | Sedimentation and erosion controls consisting of slope breakers, silt fences, sedimentation barriers, staked hay or straw bales, matting and diking. | The following property is used 100% for pollution control and is installed to meet or exceed federal or state regulations: Sedimentation and erosion controls consisting of slope breakers, silt fences, sedimentation barriers, staked hay or straw bales, matting and diking. | 2023-03-21 | 2072000 | 100
25389 | T1 | GRAND PRIX PIPELINE LLC | GRAND PRIX SOMERVELL COUNTY PIPELINE | GRAND PRIX PIPELINE IN SOMERVELL COUNTY | Somervell County | TX | 76070 | SOMERVELL | CN605967280 | RN111646113 | Sedimentation and erosion controls consisting of slope breakers, silt fences, sedimentation barriers, staked hay or straw bales, matting and diking. | The following property is used 100% for pollution control and is installed to meet or exceed federal or state regulations: Sedimentation and erosion controls consisting of slope breakers, silt fences, sedimentation barriers, staked hay or straw bales, matting and diking. | 2023-03-21 | 138000 | 100
25390 | T1 | CAMPBELL TRANSPORTATION COMPANY INC | CHANNELVIEW BARGES | 16936 MARKET ST | CHANNELVIEW | TX | 77530 | HARRIS | CN606006237 | RN109642033 | Vapor control system including a vapor collection system, cargo gauging system, liquid overfill protection, vapor overpressure, vacuum protection, and pressure vacuum indicating device on barges USCG numbers 1298299, 1298300, 1230139, and 1230140. | The following property is used 100% for pollution control and is installed to meet or exceed federal or state regulations: Vapor control system including a vapor collection system, cargo gauging system, liquid overfill protection, vapor overpressure, vacuum protection, and pressure vacuum indicating device on barges USCG numbers 1298299, 1298300, 1230139, and 1230140. | 2023-04-18 | 1069554 | 100
25391 | T1 | CAMPBELL TRANSPORTATION COMPANY INC | CHANNELVIEW BARGES | 16936 MARKET ST | CHANNELVIEW | TX | 77530 | HARRIS | CN606006237 | RN109642033 | The incremental cost difference between a single-hulled barge and a double-hulled barge for tank barges USCG numbers 1298299, 1298300, 1230139, and 1230140. | The following property is used 100% for pollution control and is installed to meet or exceed federal or state regulations: The incremental cost difference between a single-hulled barge and a double-hulled barge for tank barges USCG numbers 1298299, 1298300, 1230139, and 1230140. | 2023-04-15 | 2673885 | 100
25392 | T1 | KIRBY INLAND MARINE LP | CHANNELVIEW OPERATIONS | 16538 DE ZAVALLA RD | CHANNELVIEW | TX | 77530 | HARRIS | CN600611206 | RN104352265 | The incremental cost difference between a single-hulled barge and a double-hulled barge for tank barges USCG numbers 1252009, 1252010, 1252012, and 1252013. | The following property is used 100% for pollution control and is installed to meet or exceed federal or state regulations: The incremental cost difference between a single-hulled barge and a double-hulled barge for tank barges USCG numbers 1252009, 1252010, 1252012, and 1252013. | 2023-04-15 | 2241000 | 100
25393 | T1 | WHISTLER PIPELINE LLC | WHISTLER PIPELINE LLC PECOS PIPELINE SEGMENTS | WHISTLER PIPELINE PECOS PIPELINE SEGMENTS | Pecos County | TX | 79735 | PECOS | CN606100295 | RN111644738 | Sedimentation and erosion controls consisting of slope breakers, silt fences, sedimentation barriers, staked hay or straw bales, matting and diking. | The following property is used 100% for pollution control and is installed to meet or exceed federal or state regulations: Sedimentation and erosion controls consisting of slope breakers, silt fences, sedimentation barriers, staked hay or straw bales, matting and diking. | 2023-04-24 | 8920800 | 100
25394 | T1 | WHISTLER PIPELINE LLC | WHISTLER PIPELINE LLC ZAVALA PIPELINE SEGMENTS | WHISTLER PIPELINE ZAVALA PIPELINE SEGMENTS | Zavala County | TX | 78872 | ZAVALA | CN606100295 | RN111644696 | Nondestructive pipeline testing expenditures – Radiography. | The following property is used 100% for pollution control and is installed to meet or exceed federal or state regulations: Nondestructive pipeline testing expenditures – Radiography. | 2023-04-24 | 6350400 | 100
25395 | T1 | WHISTLER PIPELINE LLC | WHISTLER PIPELINE LLC VAL VERDE PIPELINE SEGMENTS | WHISTLER PIPELINE VAL VERDE PIPELINE SEGEMENTS | Val Verde County | TX | 78837 | VAL VERDE | CN606100295 | RN111644704 | Nondestructive pipeline testing expenditures – Radiography. | The following property is used 100% for pollution control and is installed to meet or exceed federal or state regulations: Nondestructive pipeline testing expenditures – Radiography. | 2023-04-26 | 9643200 | 100
25396 | T1 | WHISTLER PIPELINE LLC | WHISTLER PIPELINE LLC UPTON PIPELINE SEGMENTS | WHISTLER PIPELINE UPTON PIPELINE SEGMENTS | Upton County | TX | 79778 | UPTON | CN606100295 | RN111644712 | Nondestructive pipeline testing expenditures – Radiography. | The following property is used 100% for pollution control and is installed to meet or exceed federal or state regulations: Nondestructive pipeline testing expenditures – Radiography. | 2023-04-26 | 8194560 | 100
25397 | T1 | WHISTLER PIPELINE LLC | WHISTLER PIPELINE LLC PECOS PIPELINE SEGMENTS | WHISTLER PIPELINE PECOS PIPELINE SEGMENTS | Pecos County | TX | 79735 | PECOS | CN606100295 | RN111644738 | Nondestructive pipeline testing expenditures – Radiography. | The following property is used 100% for pollution control and is installed to meet or exceed federal or state regulations: Nondestructive pipeline testing expenditures – Radiography. | 2023-04-26 | 7136640 | 100
25398 | T1 | WHISTLER PIPELINE LLC | WHISTLER PIPELINE LLC REAGAN PIPELINE SEGMENTS | WHISTLER PIPELINE REAGAN PIPELINE SEGMENTS | Reagan County | TX | 76932 | REAGAN | CN606100295 | RN111644720 | Nondestructive pipeline testing expenditures – Radiography. | The following property is used 100% for pollution control and is installed to meet or exceed federal or state regulations: Nondestructive pipeline testing expenditures – Radiography. | 2023-04-26 | 4542160 | 100
25399 | T1 | WHISTLER PIPELINE LLC | WHISTLER PIPELINE LLC NUECES PIPELINE SEGMENTS | WHISTLER PIPELINE NUECES PIPELINE SEGMENTS | Nueces County | TX | 78339 | NUECES | CN606100295 | RN111644746 | Nondestructive pipeline testing expenditures – Radiography. | The following property is used 100% for pollution control and is installed to meet or exceed federal or state regulations: Nondestructive pipeline testing expenditures – Radiography. | 2023-04-26 | 1483920 | 100
25400 | T1 | WHISTLER PIPELINE LLC | WHISTLER PIPELINE LLC MIDLAND PIPELINE SEGMENTS | WHISTLER PIPELINE MIDLAND PIPELINE SEGMENTS | Midland County | TX | 79701 | MIDLAND | CN606100295 | RN111644753 | Nondestructive pipeline testing expenditures – Radiography. | The following property is used 100% for pollution control and is installed to meet or exceed federal or state regulations: Nondestructive pipeline testing expenditures – Radiography. | 2023-04-26 | 1202240 | 100
25401 | T1 | WHISTLER PIPELINE LLC | WHISTLER PIPELINE LLC MCMULLEN PIPELINE SEGMENTS | WHISTLER PIPELINE MCMULLEN PIPELINE SEGMENTS | Mcmullen County | TX | 78072 | MCMULLEN | CN606100295 | RN111644761 | Nondestructive pipeline testing expenditures – Radiography. | The following property is used 100% for pollution control and is installed to meet or exceed federal or state regulations: Nondestructive pipeline testing expenditures – Radiography. | 2023-04-26 | 3050880 | 100
25402 | T1 | WHISTLER PIPELINE LLC | WHISTLER PIPELINE LLC MAVERICK PIPELINE SEGMENTS | WHISTLER PIPELINE LLC MAVERICK PIPELINE SEGMENTS | Maverick County | TX | 78877 | MAVERICK | CN606100295 | RN111644779 | Nondestructive pipeline testing expenditures – Radiography. | The following property is used 100% for pollution control and is installed to meet or exceed federal or state regulations: Nondestructive pipeline testing expenditures – Radiography. | 2023-04-26 | 2100000 | 100
25403 | T1 | WHISTLER PIPELINE LLC | WHISTLER PIPELINE LLC LA SALLE PIPELINE SEGMENTS | WHISTLER PIPELINE LA SALLE PIPELINE SEGMENTS | La Salle County | TX | 78001 | LA SALLE | CN606100295 | RN111644787 | Nondestructive pipeline testing expenditures – Radiography. | The following property is used 100% for pollution control and is installed to meet or exceed federal or state regulations: Nondestructive pipeline testing expenditures – Radiography. | 2023-04-26 | 7496160 | 100
25404 | T1 | WHISTLER PIPELINE LLC | WHISTLER PIPELINE LLC KINNEY PIPELINE SEGEMENTS | WHISTLER PIPELINE KINNEY PIPELINE SEGMENTS | Kinney County | TX | 78832 | KINNEY | CN606100295 | RN111644795 | Nondestructive pipeline testing expenditures – Radiography. | The following property is used 100% for pollution control and is installed to meet or exceed federal or state regulations: Nondestructive pipeline testing expenditures – Radiography. | 2023-04-26 | 7632240 | 100
25405 | T1 | WHISTLER PIPELINE LLC | WHISTLER PIPELINE LLC JIM WELLS PIPELINE SEGMENTS | WHISTLER PIPELINE JIM WELLS PIPELINE SEGMENTS | Jim Wells County | TX | 78332 | JIM WELLS | CN606100295 | RN111644803 | Nondestructive pipeline testing expenditures – Radiography. | The following property is used 100% for pollution control and is installed to meet or exceed federal or state regulations: Nondestructive pipeline testing expenditures – Radiography. | 2023-04-26 | 3393600 | 100
25406 | T1 | WHISTLER PIPELINE LLC | WHISTLER PIPELINE LLC GLASSCOCK PIPLINE SEGMENTS | WHISTLER PIPELINE GLASSCOCK PIPELINE SEGMENTS | Glasscock County | TX | 79739 | GLASSCOCK | CN606100295 | RN111644811 | Nondestructive pipeline testing expenditures – Radiography. | The following property is used 100% for pollution control and is installed to meet or exceed federal or state regulations: Nondestructive pipeline testing expenditures – Radiography. | 2023-04-26 | 1687360 | 100
25407 | T1 | WHISTLER PIPELINE LLC | WHISTLER PIPELINE LLC DUVAL PIPELINE SEGMENTS | WHISTLER PIPELINE LLC DUVAL PIPELINE SEGMENTS | Duval County | TX | 78357 | DUVAL | CN606100295 | RN111644829 | Nondestructive pipeline testing expenditures – Radiography. | The following property is used 100% for pollution control and is installed to meet or exceed federal or state regulations: Nondestructive pipeline testing expenditures – Radiography. | 2023-04-26 | 3909360 | 100
25408 | T1 | WHISTLER PIPELINE LLC | WHISTLER PIPELINE LLC DIMMIT PIPELINE SEGMENTS | WHISTLER PIPELINE DIMMIT PIPELINE SEGMENTS | Dimmit County | TX | 78830 | DIMMIT | CN606100295 | RN111644837 | Nondestructive pipeline testing expenditures – Radiography. | The following property is used 100% for pollution control and is installed to meet or exceed federal or state regulations: Nondestructive pipeline testing expenditures – Radiography. | 2023-04-26 | 3045840 | 100
25409 | T1 | WHISTLER PIPELINE LLC | WHISTLER PIPELINE LLC CROCKETT PIPELINE SEGEMENTS | WHISTLER PIPELINE LLC CROCKETT PIPELINE SEGMENTS | Crockett County | TX | 76943 | CROCKETT | CN606100295 | RN111644845 | Nondestructive pipeline testing expenditures – Radiography. | The following property is used 100% for pollution control and is installed to meet or exceed federal or state regulations: Nondestructive pipeline testing expenditures – Radiography. | 2023-04-26 | 11225760 | 100
25410 | T1 | WHISTLER PIPELINE LLC | WHISTLER PIPELINE CRANE PIPELINE SEGMENTS | WHISTLER PIPELINE CRANE PIPELINE SEGMENTS | Crane County | TX | 79731 | CRANE | CN606100295 | RN111644167 | Nondestructive pipeline testing expenditures – Radiography. | The following property is used 100% for pollution control and is installed to meet or exceed federal or state regulations: Nondestructive pipeline testing expenditures – Radiography. | 2023-04-26 | 1206240 | 100
25411 | T1 | DELAWARE BASIN RESIDUE LLC | DELAWARE BASIN RESIDUE LLC WINKLER PIPELINE SEGMENTS | DELAWARE BASIN RESIDUE WINKLER PIPELINE SEGMENTS | Winkler County | TX | 79789 | WINKLER | CN606100303 | RN111644852 | Nondestructive pipeline testing expenditures – Radiography. | The following property is used 100% for pollution control and is installed to meet or exceed federal or state regulations: Nondestructive pipeline testing expenditures – Radiography. | 2023-04-26 | 1032800 | 100
25412 | T1 | DELAWARE BASIN RESIDUE LLC | DELAWARE BASIN RESIDUE LLC WARD PIPELINE SEGMENTS | DELAWARE BASIN RESIDUE WARD PIPELINE SEGMENTS | Ward County | TX | 79777 | WARD | CN606100303 | RN111644860 | Nondestructive pipeline testing expenditures – Radiography. | The following property is used 100% for pollution control and is installed to meet or exceed federal or state regulations: Nondestructive pipeline testing expenditures – Radiography. | 2023-04-26 | 3714720 | 100
25413 | T1 | DELAWARE BASIN RESIDUE LLC | DELAWARE BASIN RESIDUE LLC REEVES PIPELINE SEGMENTS | DELAWARE BASIN RESIDUE REEVES PIPELINE SEGMENTS | Reeves County | TX | 79772 | REEVES | CN606100303 | RN111644878 | Nondestructive pipeline testing expenditures – Radiography. | The following property is used 100% for pollution control and is installed to meet or exceed federal or state regulations: Nondestructive pipeline testing expenditures – Radiography. | 2023-04-26 | 4415520 | 100
25414 | T1 | DELAWARE BASIN RESIDUE LLC | DELAWARE BASIN RESIDUE LLC PECOS PIPELINE SEGMENTS | DELAWARE BASIN RESIDUE LLC PECOS PIPELINE SEGMENTS | Pecos County | TX | 79735 | PECOS | CN606100303 | RN111644894 | Nondestructive pipeline testing expenditures – Radiography. | The following property is used 100% for pollution control and is installed to meet or exceed federal or state regulations: Nondestructive pipeline testing expenditures – Radiography. | 2023-04-26 | 718160 | 100
25415 | T1 | MAGELLAN PIPELINE COMPANY LP | MAGELLAN PIPELINE COMPANY SEGMENT IN HARRIS COUNTY | MAGELLAN PIPELINE COMPANY SEGMENT IN HARRIS COUNTY - ADDITIONAL | Harris County | TX | 77029 | HARRIS | CN605367739 | RN111637898 | Pipeline coating and cathodic protection on the Magellan Pipeline Segment in Harris County. | The following property is used 100% for pollution control and is installed to meet or exceed federal or state regulations: Pipeline coating and cathodic protection on the Magellan Pipeline Segment in Harris County. | 2023-04-24 | 1868928 | 100
25416 | T1 | DELAWARE BASIN RESIDUE LLC | DELAWARE BASIN RESIDUE LLC LOVING PIPELINE SEGMENTS | DELAWARE BASIN RESIDUE LOVING COUNTY PIPELINE SEGMENTS | Loving County | TX | 79754 | LOVING | CN606100303 | RN111644928 | Nondestructive pipeline testing expenditures – Radiography. | The following property is used 100% for pollution control and is installed to meet or exceed federal or state regulations: Nondestructive pipeline testing expenditures – Radiography. | 2023-04-26 | 6044240 | 100
25417 | T1 | MAGELLAN CRUDE OIL PIPELINE COMPANY LP | MAGELLAN CRUDE PIPELINE CO SEGMENT IN HARRIS | MAGELLAN CRUDE PIPELINE CO SEGMENT IN HARRIS | Harris County | TX | 77037 | HARRIS | CN605246776 | RN111648002 | Pipeline coating and cathodic protection on the Magellan Crude Pipeline Segment in Harris County. | The following property is used 100% for pollution control and is installed to meet or exceed federal or state regulations: Pipeline coating and cathodic protection on the Magellan Crude Pipeline Segment in Harris County. | 2023-04-26 | 3703586 | 100
25418 | T1 | DELAWARE BASIN RESIDUE LLC | DELAWARE BASIN RESIDUE CULBERSON PIPELINE SEGMENTS | DELAWARE BASIN RESIDUE NE CULBERSON PIPELINE SEGMENTS | Culberson County | TX | 79735 | CULBERSON | CN606100303 | RN111644175 | Nondestructive pipeline testing expenditures – Radiography. | The following property is used 100% for pollution control and is installed to meet or exceed federal or state regulations: Nondestructive pipeline testing expenditures – Radiography. | 2023-04-26 | 2476800 | 100
25419 | T1 | MAGELLAN CRUDE OIL PIPELINE COMPANY LP | MAGELLAN CRUDE PIPELINE CO SEGMENT IN GALVESTON | MAGELLAN CRUDE PIPELINE CO SEGMENT IN GALVESTON | Galveston County | TX | 77539 | GALVESTON | CN605246776 | RN111648010 | Pipeline coating and cathodic protection on the Magellan Crude Pipeline Segment in Galveston County. | The following property is used 100% for pollution control and is installed to meet or exceed federal or state regulations: Pipeline coating and cathodic protection on the Magellan Crude Pipeline Segment in Galveston County. | 2023-04-26 | 2292720 | 100
25420 | T1 | WHISTLER PIPELINE LLC | WHISTLER PIPELINE LLC ZAVALA PIPELINE SEGMENTS | WHISTLER PIPELINE ZAVALA PIPELINE SEGMENTS | Zavala County | TX | 78872 | ZAVALA | CN606100295 | RN111644696 | Automatic Shut Off Valves (block valves equipped with an actuator to close the valves) installed at intervals along the pipeline. | The following property is used 100% for pollution control and is installed to meet or exceed federal or state regulations: Automatic Shut Off Valves (block valves equipped with an actuator to close the valves) installed at intervals along the pipeline. | 2023-04-26 | 873180 | 100
25421 | T1 | WHISTLER PIPELINE LLC | WHISTLER PIPELINE LLC VAL VERDE PIPELINE SEGMENTS | WHISTLER PIPELINE VAL VERDE PIPELINE SEGEMENTS | Val Verde County | TX | 78837 | VAL VERDE | CN606100295 | RN111644704 | Automatic Shut Off Valves (block valves equipped with an actuator to close the valves) installed at intervals along the pipeline. | The following property is used 100% for pollution control and is installed to meet or exceed federal or state regulations: Automatic Shut Off Valves (block valves equipped with an actuator to close the valves) installed at intervals along the pipeline. | 2023-04-26 | 1325940 | 100
25422 | T1 | WHISTLER PIPELINE LLC | WHISTLER PIPELINE LLC UPTON PIPELINE SEGMENTS | WHISTLER PIPELINE UPTON PIPELINE SEGMENTS | Upton County | TX | 79778 | UPTON | CN606100295 | RN111644712 | Automatic Shut Off Valves (block valves equipped with an actuator to close the valves) installed at intervals along the pipeline. | The following property is used 100% for pollution control and is installed to meet or exceed federal or state regulations: Automatic Shut Off Valves (block valves equipped with an actuator to close the valves) installed at intervals along the pipeline. | 2023-04-26 | 1126752 | 100
25423 | T1 | WHISTLER PIPELINE LLC | WHISTLER PIPELINE LLC PECOS PIPELINE SEGMENTS | WHISTLER PIPELINE PECOS PIPELINE SEGMENTS | Pecos County | TX | 79735 | PECOS | CN606100295 | RN111644738 | Automatic Shut Off Valves (block valves equipped with an actuator to close the valves) installed at intervals along the pipeline. | The following property is used 100% for pollution control and is installed to meet or exceed federal or state regulations: Automatic Shut Off Valves (block valves equipped with an actuator to close the valves) installed at intervals along the pipeline. | 2023-04-26 | 981288 | 100
25424 | T1 | WHISTLER PIPELINE LLC | WHISTLER PIPELINE LLC REAGAN PIPELINE SEGMENTS | WHISTLER PIPELINE REAGAN PIPELINE SEGMENTS | Reagan County | TX | 76932 | REAGAN | CN606100295 | RN111644720 | Automatic Shut Off Valves (block valves equipped with an actuator to close the valves) installed at intervals along the pipeline. | The following property is used 100% for pollution control and is installed to meet or exceed federal or state regulations: Automatic Shut Off Valves (block valves equipped with an actuator to close the valves) installed at intervals along the pipeline. | 2023-04-26 | 624547 | 100
25425 | T1 | WHISTLER PIPELINE LLC | WHISTLER PIPELINE LLC NUECES PIPELINE SEGMENTS | WHISTLER PIPELINE NUECES PIPELINE SEGMENTS | Nueces County | TX | 78339 | NUECES | CN606100295 | RN111644746 | Automatic Shut Off Valves (block valves equipped with an actuator to close the valves) installed at intervals along the pipeline. | The following property is used 100% for pollution control and is installed to meet or exceed federal or state regulations: Automatic Shut Off Valves (block valves equipped with an actuator to close the valves) installed at intervals along the pipeline. | 2023-04-26 | 204039 | 100
25426 | T1 | WHISTLER PIPELINE LLC | WHISTLER PIPELINE LLC MIDLAND PIPELINE SEGMENTS | WHISTLER PIPELINE MIDLAND PIPELINE SEGMENTS | Midland County | TX | 79701 | MIDLAND | CN606100295 | RN111644753 | Automatic Shut Off Valves (block valves equipped with an actuator to close the valves) installed at intervals along the pipeline. | The following property is used 100% for pollution control and is installed to meet or exceed federal or state regulations: Automatic Shut Off Valves (block valves equipped with an actuator to close the valves) installed at intervals along the pipeline. | 2023-04-26 | 419496 | 100
25427 | T1 | WHISTLER PIPELINE LLC | WHISTLER PIPELINE LLC MCMULLEN PIPELINE SEGMENTS | WHISTLER PIPELINE MCMULLEN PIPELINE SEGMENTS | Mcmullen County | TX | 78072 | MCMULLEN | CN606100295 | RN111644761 | Automatic Shut Off Valves (block valves equipped with an actuator to close the valves) installed at intervals along the pipeline. | The following property is used 100% for pollution control and is installed to meet or exceed federal or state regulations: Automatic Shut Off Valves (block valves equipped with an actuator to close the valves) installed at intervals along the pipeline. | 2023-04-26 | 419496 | 100
25428 | T1 | WHISTLER PIPELINE LLC | WHISTLER PIPELINE LLC MAVERICK PIPELINE SEGMENTS | WHISTLER PIPELINE LLC MAVERICK PIPELINE SEGMENTS | Maverick County | TX | 78877 | MAVERICK | CN606100295 | RN111644779 | Automatic Shut Off Valves (block valves equipped with an actuator to close the valves) installed at intervals along the pipeline. | The following property is used 100% for pollution control and is installed to meet or exceed federal or state regulations: Automatic Shut Off Valves (block valves equipped with an actuator to close the valves) installed at intervals along the pipeline. | 2023-04-26 | 288750 | 100
25429 | T1 | WHISTLER PIPELINE LLC | WHISTLER PIPELINE LLC LA SALLE PIPELINE SEGMENTS | WHISTLER PIPELINE LA SALLE PIPELINE SEGMENTS | La Salle County | TX | 78001 | LA SALLE | CN606100295 | RN111644787 | Automatic Shut Off Valves (block valves equipped with an actuator to close the valves) installed at intervals along the pipeline. | The following property is used 100% for pollution control and is installed to meet or exceed federal or state regulations: Automatic Shut Off Valves (block valves equipped with an actuator to close the valves) installed at intervals along the pipeline. | 2023-04-26 | 1030722 | 100
25430 | T1 | WHISTLER PIPELINE LLC | WHISTLER PIPELINE LLC KINNEY PIPELINE SEGEMENTS | WHISTLER PIPELINE KINNEY PIPELINE SEGMENTS | Kinney County | TX | 78832 | KINNEY | CN606100295 | RN111644795 | Automatic Shut Off Valves (block valves equipped with an actuator to close the valves) installed at intervals along the pipeline. | The following property is used 100% for pollution control and is installed to meet or exceed federal or state regulations: Automatic Shut Off Valves (block valves equipped with an actuator to close the valves) installed at intervals along the pipeline. | 2023-04-26 | 1049433 | 100
25431 | T1 | WHISTLER PIPELINE LLC | WHISTLER PIPELINE LLC JIM WELLS PIPELINE SEGMENTS | WHISTLER PIPELINE JIM WELLS PIPELINE SEGMENTS | Jim Wells County | TX | 78332 | JIM WELLS | CN606100295 | RN111644803 | Automatic Shut Off Valves (block valves equipped with an actuator to close the valves) installed at intervals along the pipeline. | The following property is used 100% for pollution control and is installed to meet or exceed federal or state regulations: Automatic Shut Off Valves (block valves equipped with an actuator to close the valves) installed at intervals along the pipeline. | 2023-04-26 | 466620 | 100
25432 | T1 | WHISTLER PIPELINE LLC | WHISTLER PIPELINE LLC GLASSCOCK PIPLINE SEGMENTS | WHISTLER PIPELINE GLASSCOCK PIPELINE SEGMENTS | Glasscock County | TX | 79739 | GLASSCOCK | CN606100295 | RN111644811 | Automatic Shut Off Valves (block valves equipped with an actuator to close the valves) installed at intervals along the pipeline. | The following property is used 100% for pollution control and is installed to meet or exceed federal or state regulations: Automatic Shut Off Valves (block valves equipped with an actuator to close the valves) installed at intervals along the pipeline. | 2023-04-26 | 232012 | 100
25433 | T1 | WHISTLER PIPELINE LLC | WHISTLER PIPELINE LLC DUVAL PIPELINE SEGMENTS | WHISTLER PIPELINE LLC DUVAL PIPELINE SEGMENTS | Duval County | TX | 78357 | DUVAL | CN606100295 | RN111644829 | Automatic Shut Off Valves (block valves equipped with an actuator to close the valves) installed at intervals along the pipeline. | The following property is used 100% for pollution control and is installed to meet or exceed federal or state regulations: Automatic Shut Off Valves (block valves equipped with an actuator to close the valves) installed at intervals along the pipeline. | 2023-04-26 | 537537 | 100
25434 | T1 | WHISTLER PIPELINE LLC | WHISTLER PIPELINE LLC DIMMIT PIPELINE SEGMENTS | WHISTLER PIPELINE DIMMIT PIPELINE SEGMENTS | Dimmit County | TX | 78830 | DIMMIT | CN606100295 | RN111644837 | Automatic Shut Off Valves (block valves equipped with an actuator to close the valves) installed at intervals along the pipeline. | The following property is used 100% for pollution control and is installed to meet or exceed federal or state regulations: Automatic Shut Off Valves (block valves equipped with an actuator to close the valves) installed at intervals along the pipeline. | 2023-04-26 | 418803 | 100
25435 | T1 | WHISTLER PIPELINE LLC | WHISTLER PIPELINE LLC CROCKETT PIPELINE SEGEMENTS | WHISTLER PIPELINE LLC CROCKETT PIPELINE SEGMENTS | Crockett County | TX | 76943 | CROCKETT | CN606100295 | RN111644845 | Automatic Shut Off Valves (block valves equipped with an actuator to close the valves) installed at intervals along the pipeline. | The following property is used 100% for pollution control and is installed to meet or exceed federal or state regulations: Automatic Shut Off Valves (block valves equipped with an actuator to close the valves) installed at intervals along the pipeline. | 2023-04-26 | 1543542 | 100
25436 | T1 | WHISTLER PIPELINE LLC | WHISTLER PIPELINE CRANE PIPELINE SEGMENTS | WHISTLER PIPELINE CRANE PIPELINE SEGMENTS | Crane County | TX | 79731 | CRANE | CN606100295 | RN111644167 | Automatic Shut Off Valves (block valves equipped with an actuator to close the valves) installed at intervals along the pipeline. | The following property is used 100% for pollution control and is installed to meet or exceed federal or state regulations: Automatic Shut Off Valves (block valves equipped with an actuator to close the valves) installed at intervals along the pipeline. | 2023-04-26 | 165858 | 100
25437 | T1 | DELAWARE BASIN RESIDUE LLC | DELAWARE BASIN RESIDUE LLC WINKLER PIPELINE SEGMENTS | DELAWARE BASIN RESIDUE WINKLER PIPELINE SEGMENTS | Winkler County | TX | 79789 | WINKLER | CN606100303 | RN111644852 | Automatic Shut Off Valves (block valves equipped with an actuator to close the valves) installed at intervals along the pipeline. | The following property is used 100% for pollution control and is installed to meet or exceed federal or state regulations: Automatic Shut Off Valves (block valves equipped with an actuator to close the valves) installed at intervals along the pipeline. | 2023-04-26 | 142010 | 100
25438 | T1 | DELAWARE BASIN RESIDUE LLC | DELAWARE BASIN RESIDUE LLC WARD PIPELINE SEGMENTS | DELAWARE BASIN RESIDUE WARD PIPELINE SEGMENTS | Ward County | TX | 79777 | WARD | CN606100303 | RN111644860 | Automatic Shut Off Valves (block valves equipped with an actuator to close the valves) installed at intervals along the pipeline. | The following property is used 100% for pollution control and is installed to meet or exceed federal or state regulations: Automatic Shut Off Valves (block valves equipped with an actuator to close the valves) installed at intervals along the pipeline. | 2023-04-26 | 510774 | 100
25439 | T1 | DELAWARE BASIN RESIDUE LLC | DELAWARE BASIN RESIDUE LLC REEVES PIPELINE SEGMENTS | DELAWARE BASIN RESIDUE REEVES PIPELINE SEGMENTS | Reeves County | TX | 79772 | REEVES | CN606100303 | RN111644878 | Automatic Shut Off Valves (block valves equipped with an actuator to close the valves) installed at intervals along the pipeline. | The following property is used 100% for pollution control and is installed to meet or exceed federal or state regulations: Automatic Shut Off Valves (block valves equipped with an actuator to close the valves) installed at intervals along the pipeline. | 2023-04-26 | 607134 | 100
25440 | T1 | DELAWARE BASIN RESIDUE LLC | DELAWARE BASIN RESIDUE LLC PECOS PIPELINE SEGMENTS | DELAWARE BASIN RESIDUE LLC PECOS PIPELINE SEGMENTS | Pecos County | TX | 79735 | PECOS | CN606100303 | RN111644894 | Automatic Shut Off Valves (block valves equipped with an actuator to close the valves) installed at intervals along the pipeline. | The following property is used 100% for pollution control and is installed to meet or exceed federal or state regulations: Automatic Shut Off Valves (block valves equipped with an actuator to close the valves) installed at intervals along the pipeline. | 2023-04-26 | 98747 | 100
25441 | T1 | DELAWARE BASIN RESIDUE LLC | DELAWARE BASIN RESIDUE LLC LOVING PIPELINE SEGMENTS | DELAWARE BASIN RESIDUE LOVING COUNTY PIPELINE SEGMENTS | Loving County | TX | 79754 | LOVING | CN606100303 | RN111644928 | Automatic Shut Off Valves (block valves equipped with an actuator to close the valves) installed at intervals along the pipeline. | The following property is used 100% for pollution control and is installed to meet or exceed federal or state regulations: Automatic Shut Off Valves (block valves equipped with an actuator to close the valves) installed at intervals along the pipeline. | 2023-04-26 | 831083 | 100
25442 | T1 | DELAWARE BASIN RESIDUE LLC | DELAWARE BASIN RESIDUE CULBERSON PIPELINE SEGMENTS | DELAWARE BASIN RESIDUE NE CULBERSON PIPELINE SEGMENTS | Culberson County | TX | 79735 | CULBERSON | CN606100303 | RN111644175 | Automatic Shut Off Valves (block valves equipped with an actuator to close the valves) installed at intervals along the pipeline. | The following property is used 100% for pollution control and is installed to meet or exceed federal or state regulations: Automatic Shut Off Valves (block valves equipped with an actuator to close the valves) installed at intervals along the pipeline. | 2023-04-26 | 340560 | 100
25443 | T1 | WHISTLER PIPELINE LLC | WHISTLER PIPELINE LLC ZAVALA PIPELINE SEGMENTS | WHISTLER PIPELINE ZAVALA PIPELINE SEGMENTS | Zavala County | TX | 78872 | ZAVALA | CN606100295 | RN111644696 | Sedimentation and erosion controls consisting of slope breakers, silt fences, sedimentation barriers, staked hay or straw bales, matting and diking. | The following property is used 100% for pollution control and is installed to meet or exceed federal or state regulations: Sedimentation and erosion controls consisting of slope breakers, silt fences, sedimentation barriers, staked hay or straw bales, matting and diking. | 2023-03-22 | 7938000 | 100
25444 | T1 | WHISTLER PIPELINE LLC | WHISTLER PIPELINE LLC VAL VERDE PIPELINE SEGMENTS | WHISTLER PIPELINE VAL VERDE PIPELINE SEGEMENTS | Val Verde County | TX | 78837 | VAL VERDE | CN606100295 | RN111644704 | Sedimentation and erosion controls consisting of slope breakers, silt fences, sedimentation barriers, staked hay or straw bales, matting and diking. | The following property is used 100% for pollution control and is installed to meet or exceed federal or state regulations: Sedimentation and erosion controls consisting of slope breakers, silt fences, sedimentation barriers, staked hay or straw bales, matting and diking. | 2023-03-22 | 12054000 | 100
25445 | T1 | WHISTLER PIPELINE LLC | WHISTLER PIPELINE LLC UPTON PIPELINE SEGMENTS | WHISTLER PIPELINE UPTON PIPELINE SEGMENTS | Upton County | TX | 79778 | UPTON | CN606100295 | RN111644712 | Sedimentation and erosion controls consisting of slope breakers, silt fences, sedimentation barriers, staked hay or straw bales, matting and diking. | The following property is used 100% for pollution control and is installed to meet or exceed federal or state regulations: Sedimentation and erosion controls consisting of slope breakers, silt fences, sedimentation barriers, staked hay or straw bales, matting and diking. | 2023-03-22 | 10243200 | 100
25446 | T1 | WHISTLER PIPELINE LLC | WHISTLER PIPELINE LLC REAGAN PIPELINE SEGMENTS | WHISTLER PIPELINE REAGAN PIPELINE SEGMENTS | Reagan County | TX | 76932 | REAGAN | CN606100295 | RN111644720 | Sedimentation and erosion controls consisting of slope breakers, silt fences, sedimentation barriers, staked hay or straw bales, matting and diking. | The following property is used 100% for pollution control and is installed to meet or exceed federal or state regulations: Sedimentation and erosion controls consisting of slope breakers, silt fences, sedimentation barriers, staked hay or straw bales, matting and diking. | 2023-03-26 | 5677700 | 100
25447 | T1 | WHISTLER PIPELINE LLC | WHISTLER PIPELINE LLC NUECES PIPELINE SEGMENTS | WHISTLER PIPELINE NUECES PIPELINE SEGMENTS | Nueces County | TX | 78339 | NUECES | CN606100295 | RN111644746 | Sedimentation and erosion controls consisting of slope breakers, silt fences, sedimentation barriers, staked hay or straw bales, matting and diking. | The following property is used 100% for pollution control and is installed to meet or exceed federal or state regulations: Sedimentation and erosion controls consisting of slope breakers, silt fences, sedimentation barriers, staked hay or straw bales, matting and diking. | 2023-03-26 | 1854900 | 100
25448 | T1 | WHISTLER PIPELINE LLC | WHISTLER PIPELINE LLC MIDLAND PIPELINE SEGMENTS | WHISTLER PIPELINE MIDLAND PIPELINE SEGMENTS | Midland County | TX | 79701 | MIDLAND | CN606100295 | RN111644753 | Sedimentation and erosion controls consisting of slope breakers, silt fences, sedimentation barriers, staked hay or straw bales, matting and diking. | The following property is used 100% for pollution control and is installed to meet or exceed federal or state regulations: Sedimentation and erosion controls consisting of slope breakers, silt fences, sedimentation barriers, staked hay or straw bales, matting and diking. | 2023-03-26 | 1502800 | 100
25449 | T1 | WHISTLER PIPELINE LLC | WHISTLER PIPELINE LLC MCMULLEN PIPELINE SEGMENTS | WHISTLER PIPELINE MCMULLEN PIPELINE SEGMENTS | Mcmullen County | TX | 78072 | MCMULLEN | CN606100295 | RN111644761 | Sedimentation and erosion controls consisting of slope breakers, silt fences, sedimentation barriers, staked hay or straw bales, matting and diking. | The following property is used 100% for pollution control and is installed to meet or exceed federal or state regulations: Sedimentation and erosion controls consisting of slope breakers, silt fences, sedimentation barriers, staked hay or straw bales, matting and diking. | 2023-03-26 | 3813600 | 100
25450 | T1 | WHISTLER PIPELINE LLC | WHISTLER PIPELINE LLC MAVERICK PIPELINE SEGMENTS | WHISTLER PIPELINE LLC MAVERICK PIPELINE SEGMENTS | Maverick County | TX | 78877 | MAVERICK | CN606100295 | RN111644779 | Sedimentation and erosion controls consisting of slope breakers, silt fences, sedimentation barriers, staked hay or straw bales, matting and diking. | The following property is used 100% for pollution control and is installed to meet or exceed federal or state regulations: Sedimentation and erosion controls consisting of slope breakers, silt fences, sedimentation barriers, staked hay or straw bales, matting and diking. | 2023-03-26 | 2625000 | 100
25451 | T1 | WHISTLER PIPELINE LLC | WHISTLER PIPELINE LLC LA SALLE PIPELINE SEGMENTS | WHISTLER PIPELINE LA SALLE PIPELINE SEGMENTS | La Salle County | TX | 78001 | LA SALLE | CN606100295 | RN111644787 | Sedimentation and erosion controls consisting of slope breakers, silt fences, sedimentation barriers, staked hay or straw bales, matting and diking. | The following property is used 100% for pollution control and is installed to meet or exceed federal or state regulations: Sedimentation and erosion controls consisting of slope breakers, silt fences, sedimentation barriers, staked hay or straw bales, matting and diking. | 2023-03-26 | 9370200 | 100
25452 | T1 | WHISTLER PIPELINE LLC | WHISTLER PIPELINE LLC KINNEY PIPELINE SEGEMENTS | WHISTLER PIPELINE KINNEY PIPELINE SEGMENTS | Kinney County | TX | 78832 | KINNEY | CN606100295 | RN111644795 | Sedimentation and erosion controls consisting of slope breakers, silt fences, sedimentation barriers, staked hay or straw bales, matting and diking. | The following property is used 100% for pollution control and is installed to meet or exceed federal or state regulations: Sedimentation and erosion controls consisting of slope breakers, silt fences, sedimentation barriers, staked hay or straw bales, matting and diking. | 2023-03-26 | 9540300 | 100
25453 | T1 | WHISTLER PIPELINE LLC | WHISTLER PIPELINE LLC JIM WELLS PIPELINE SEGMENTS | WHISTLER PIPELINE JIM WELLS PIPELINE SEGMENTS | Jim Wells County | TX | 78332 | JIM WELLS | CN606100295 | RN111644803 | Sedimentation and erosion controls consisting of slope breakers, silt fences, sedimentation barriers, staked hay or straw bales, matting and diking. | The following property is used 100% for pollution control and is installed to meet or exceed federal or state regulations: Sedimentation and erosion controls consisting of slope breakers, silt fences, sedimentation barriers, staked hay or straw bales, matting and diking. | 2023-03-26 | 4242000 | 100
25454 | T1 | WHISTLER PIPELINE LLC | WHISTLER PIPELINE LLC GLASSCOCK PIPLINE SEGMENTS | WHISTLER PIPELINE GLASSCOCK PIPELINE SEGMENTS | Glasscock County | TX | 79739 | GLASSCOCK | CN606100295 | RN111644811 | Sedimentation and erosion controls consisting of slope breakers, silt fences, sedimentation barriers, staked hay or straw bales, matting and diking. | The following property is used 100% for pollution control and is installed to meet or exceed federal or state regulations: Sedimentation and erosion controls consisting of slope breakers, silt fences, sedimentation barriers, staked hay or straw bales, matting and diking. | 2023-03-27 | 2109200 | 100
25455 | T1 | WHISTLER PIPELINE LLC | WHISTLER PIPELINE LLC DUVAL PIPELINE SEGMENTS | WHISTLER PIPELINE LLC DUVAL PIPELINE SEGMENTS | Duval County | TX | 78357 | DUVAL | CN606100295 | RN111644829 | Sedimentation and erosion controls consisting of slope breakers, silt fences, sedimentation barriers, staked hay or straw bales, matting and diking. | The following property is used 100% for pollution control and is installed to meet or exceed federal or state regulations: Sedimentation and erosion controls consisting of slope breakers, silt fences, sedimentation barriers, staked hay or straw bales, matting and diking. | 2023-03-27 | 4886700 | 100
25456 | T1 | WHISTLER PIPELINE LLC | WHISTLER PIPELINE LLC DIMMIT PIPELINE SEGMENTS | WHISTLER PIPELINE DIMMIT PIPELINE SEGMENTS | Dimmit County | TX | 78830 | DIMMIT | CN606100295 | RN111644837 | Sedimentation and erosion controls consisting of slope breakers, silt fences, sedimentation barriers, staked hay or straw bales, matting and diking. | The following property is used 100% for pollution control and is installed to meet or exceed federal or state regulations: Sedimentation and erosion controls consisting of slope breakers, silt fences, sedimentation barriers, staked hay or straw bales, matting and diking. | 2023-03-27 | 3807300 | 100
25457 | T1 | WHISTLER PIPELINE LLC | WHISTLER PIPELINE LLC CROCKETT PIPELINE SEGEMENTS | WHISTLER PIPELINE LLC CROCKETT PIPELINE SEGMENTS | Crockett County | TX | 76943 | CROCKETT | CN606100295 | RN111644845 | Sedimentation and erosion controls consisting of slope breakers, silt fences, sedimentation barriers, staked hay or straw bales, matting and diking. | The following property is used 100% for pollution control and is installed to meet or exceed federal or state regulations: Sedimentation and erosion controls consisting of slope breakers, silt fences, sedimentation barriers, staked hay or straw bales, matting and diking. | 2023-03-27 | 14032200 | 100
25458 | T1 | WHISTLER PIPELINE LLC | WHISTLER PIPELINE CRANE PIPELINE SEGMENTS | WHISTLER PIPELINE CRANE PIPELINE SEGMENTS | Crane County | TX | 79731 | CRANE | CN606100295 | RN111644167 | Sedimentation and erosion controls consisting of slope breakers, silt fences, sedimentation barriers, staked hay or straw bales, matting and diking. | The following property is used 100% for pollution control and is installed to meet or exceed federal or state regulations: Sedimentation and erosion controls consisting of slope breakers, silt fences, sedimentation barriers, staked hay or straw bales, matting and diking. | 2023-03-27 | 1507800 | 100
25459 | T1 | DELAWARE BASIN RESIDUE LLC | DELAWARE BASIN RESIDUE LLC WINKLER PIPELINE SEGMENTS | DELAWARE BASIN RESIDUE WINKLER PIPELINE SEGMENTS | Winkler County | TX | 79789 | WINKLER | CN606100303 | RN111644852 | Sedimentation and erosion controls consisting of slope breakers, silt fences, sedimentation barriers, staked hay or straw bales, matting and diking. | The following property is used 100% for pollution control and is installed to meet or exceed federal or state regulations: Sedimentation and erosion controls consisting of slope breakers, silt fences, sedimentation barriers, staked hay or straw bales, matting and diking. | 2023-03-22 | 1291000 | 100
25460 | T1 | DELAWARE BASIN RESIDUE LLC | DELAWARE BASIN RESIDUE LLC WARD PIPELINE SEGMENTS | DELAWARE BASIN RESIDUE WARD PIPELINE SEGMENTS | Ward County | TX | 79777 | WARD | CN606100303 | RN111644860 | Sedimentation and erosion controls consisting of slope breakers, silt fences, sedimentation barriers, staked hay or straw bales, matting and diking. | The following property is used 100% for pollution control and is installed to meet or exceed federal or state regulations: Sedimentation and erosion controls consisting of slope breakers, silt fences, sedimentation barriers, staked hay or straw bales, matting and diking. | 2023-03-22 | 4643400 | 100
25461 | T1 | DELAWARE BASIN RESIDUE LLC | DELAWARE BASIN RESIDUE LLC REEVES PIPELINE SEGMENTS | DELAWARE BASIN RESIDUE REEVES PIPELINE SEGMENTS | Reeves County | TX | 79772 | REEVES | CN606100303 | RN111644878 | Sedimentation and erosion controls consisting of slope breakers, silt fences, sedimentation barriers, staked hay or straw bales, matting and diking. | The following property is used 100% for pollution control and is installed to meet or exceed federal or state regulations: Sedimentation and erosion controls consisting of slope breakers, silt fences, sedimentation barriers, staked hay or straw bales, matting and diking. | 2023-03-22 | 5519400 | 100
25462 | T1 | DELAWARE BASIN RESIDUE LLC | DELAWARE BASIN RESIDUE LLC PECOS PIPELINE SEGMENTS | DELAWARE BASIN RESIDUE LLC PECOS PIPELINE SEGMENTS | Pecos County | TX | 79735 | PECOS | CN606100303 | RN111644894 | Sedimentation and erosion controls consisting of slope breakers, silt fences, sedimentation barriers, staked hay or straw bales, matting and diking. | The following property is used 100% for pollution control and is installed to meet or exceed federal or state regulations: Sedimentation and erosion controls consisting of slope breakers, silt fences, sedimentation barriers, staked hay or straw bales, matting and diking. | 2023-03-22 | 897700 | 100
25463 | T1 | DELAWARE BASIN RESIDUE LLC | DELAWARE BASIN RESIDUE LLC LOVING PIPELINE SEGMENTS | DELAWARE BASIN RESIDUE LOVING COUNTY PIPELINE SEGMENTS | Loving County | TX | 79754 | LOVING | CN606100303 | RN111644928 | Sedimentation and erosion controls consisting of slope breakers, silt fences, sedimentation barriers, staked hay or straw bales, matting and diking. | The following property is used 100% for pollution control and is installed to meet or exceed federal or state regulations: Sedimentation and erosion controls consisting of slope breakers, silt fences, sedimentation barriers, staked hay or straw bales, matting and diking. | 2023-03-22 | 7555300 | 100
25464 | T1 | DELAWARE BASIN RESIDUE LLC | DELAWARE BASIN RESIDUE CULBERSON PIPELINE SEGMENTS | DELAWARE BASIN RESIDUE NE CULBERSON PIPELINE SEGMENTS | Culberson County | TX | 79735 | CULBERSON | CN606100303 | RN111644175 | Sedimentation and erosion controls consisting of slope breakers, silt fences, sedimentation barriers, staked hay or straw bales, matting and diking. | The following property is used 100% for pollution control and is installed to meet or exceed federal or state regulations: Sedimentation and erosion controls consisting of slope breakers, silt fences, sedimentation barriers, staked hay or straw bales, matting and diking. | 2023-03-22 | 3096000 | 100
25465 | T1 | SCM CRUDE LLC | SCM CRUDE PIPELINE SEGMENT IN REEVES | SCM CRUDE PIPELINE SEGMENT IN REEVES | Reeves County | TX | 79772 | REEVES | CN605601434 | RN111648382 | Sedimentation and erosion controls consisting of slope breakers, silt fences, sedimentation barriers, staked hay or straw bales, matting and diking. | The following property is used 100% for pollution control and is installed to meet or exceed federal or state regulations: Sedimentation and erosion controls consisting of slope breakers, silt fences, sedimentation barriers, staked hay or straw bales, matting and diking. | 2023-03-21 | 3517080 | 100
25466 | T1 | SALT CREEK MIDSTREAM LLC | SCM PIPELINE SEGMENT IN REEVES | SCM PIPELINE SEGMENT IN REEVES | Reeves County | TX | 79772 | REEVES | CN605432491 | RN111648390 | Sedimentation and erosion controls consisting of slope breakers, silt fences, sedimentation barriers, staked hay or straw bales, matting and diking. | The following property is used 100% for pollution control and is installed to meet or exceed federal or state regulations: Sedimentation and erosion controls consisting of slope breakers, silt fences, sedimentation barriers, staked hay or straw bales, matting and diking. | 2023-03-21 | 12690240 | 100
25467 | T1 | SCM ALPINE LLC | SCM ALPINE PIPELINE SEGMENT IN REEVES | SCM ALPINE PIPELINE SEGMENT IN REEVES | Reeves County | TX | 79772 | REEVES | CN606101905 | RN111648408 | Sedimentation and erosion controls consisting of slope breakers, silt fences, sedimentation barriers, staked hay or straw bales, matting and diking. | The following property is used 100% for pollution control and is installed to meet or exceed federal or state regulations: Sedimentation and erosion controls consisting of slope breakers, silt fences, sedimentation barriers, staked hay or straw bales, matting and diking. | 2023-03-21 | 7711200 | 100
25468 | T1 | MAGELLAN PIPELINE COMPANY LP | MAGELLAN PIPELINE COMPANY SEGMENT IN TAYLOR COUNTY | MAGELLAN PIPELINE COMPANY SEGMENT IN TAYLOR COUNTY | Taylor County | TX | 79606 | TAYLOR | CN605367739 | RN111637708 | Remote controlled valves (block valves equipped with actuators to close the valve remotely if a change in pressure or flow rate exceeds a specified limit) installed at intervals along the pipeline. | The following property is used 100% for pollution control and is installed to meet or exceed federal or state regulations: Remote controlled valves (block valves equipped with actuators to close the valve remotely if a change in pressure or flow rate exceeds a specified limit) installed at intervals along the pipeline. | 2023-04-26 | 793458 | 100
25469 | T1 | MAGELLAN PIPELINE COMPANY LP | MAGELLAN PIPELINE COMPANY SEGMENT IN MIDLAND COUNTY | MAGELLAN PIPELINE COMPANY SEGMENT IN MIDLAND COUNTY | Midland County | TX | 79706 | MIDLAND | CN605367739 | RN111637724 | Intelligent pipeline inspection gauge (PIG) launcher/receiver. | The following property is used 100% for pollution control and is installed to meet or exceed federal or state regulations: Intelligent pipeline inspection gauge (PIG) launcher/receiver. | 2023-04-24 | 2072923 | 100
25470 | T1 | MAGELLAN PIPELINE COMPANY LP | MAGELLAN PIPELINE COMPANY SEGMENT IN ERATH COUNTY | MAGELLAN PIPELINE COMPANY SEGMENT IN ERATH COUNTY | Erath County | TX | 76457 | ERATH | CN605367739 | RN111637930 | Intelligent pipeline inspection gauge (PIG) launcher/receiver. | The following property is used 100% for pollution control and is installed to meet or exceed federal or state regulations: Intelligent pipeline inspection gauge (PIG) launcher/receiver. | 2023-02-24 | 2744852 | 100
25471 | T1 | MAGELLAN PIPELINE COMPANY LP | MAGELLAN PIPELINE COMPANY SEGMENT IN ECTOR COUNTY | MAGELLAN PIPELINE COMPANY SEGMENT IN ECTOR COUNTY | Ector County | TX | 79766 | ECTOR | CN605367739 | RN111637948 | Intelligent pipeline inspection gauge (PIG) launcher/receiver. | The following property is used 100% for pollution control and is installed to meet or exceed federal or state regulations: Intelligent pipeline inspection gauge (PIG) launcher/receiver. | 2023-04-24 | 4062909 | 100
25472 | T1 | MAGELLAN CRUDE OIL PIPELINE COMPANY LP | MAGELLAN CRUDE PIPELINE CO SEGMENT IN HARRIS | MAGELLAN CRUDE PIPELINE CO SEGMENT IN HARRIS | Harris County | TX | 77037 | HARRIS | CN605246776 | RN111648002 | Nondestructive pipeline testing expenditures – Radiography. | The following property is used 100% for pollution control and is installed to meet or exceed federal or state regulations: Nondestructive pipeline testing expenditures – Radiography. | 2023-04-26 | 17326166 | 100
25473 | T1 | MAGELLAN CRUDE OIL PIPELINE COMPANY LP | MAGELLAN CRUDE PIPELINE CO SEGMENT IN GALVESTON | MAGELLAN CRUDE PIPELINE CO SEGMENT IN GALVESTON | Galveston County | TX | 77539 | GALVESTON | CN605246776 | RN111648010 | Nondestructive pipeline testing expenditures – Radiography. | The following property is used 100% for pollution control and is installed to meet or exceed federal or state regulations: Nondestructive pipeline testing expenditures – Radiography. | 2023-04-26 | 10879414 | 100
25474 | T1 | MAGELLAN PIPELINE COMPANY LP | MAGELLAN PIPELINE COMPANY SEGMENT IN HARRIS COUNTY | MAGELLAN PIPELINE COMPANY SEGMENT IN HARRIS COUNTY | Harris County | TX | 77029 | HARRIS | CN605367739 | RN111637898 | Nondestructive pipeline testing expenditures – Radiography. | The following property is used 100% for pollution control and is installed to meet or exceed federal or state regulations: Nondestructive pipeline testing expenditures – Radiography. | 2023-04-24 | 9557657 | 100
25475 | T1 | SCM CRUDE LLC | SCM CRUDE PIPELINE SEGMENT IN REEVES | SCM CRUDE PIPELINE SEGMENT IN REEVES | Reeves County | TX | 79772 | REEVES | CN605601434 | RN111648382 | Nondestructive pipeline testing expenditures – Radiography. | The following property is used 100% for pollution control and is installed to meet or exceed federal or state regulations: Nondestructive pipeline testing expenditures – Radiography. | 2023-04-29 | 2930900 | 100
25476 | T1 | SCM ALPINE LLC | SCM ALPINE PIPELINE SEGMENT IN REEVES | SCM ALPINE PIPELINE SEGMENT IN REEVES | Reeves County | TX | 79772 | REEVES | CN606101905 | RN111648408 | Nondestructive pipeline testing expenditures – Radiography. | The following property is used 100% for pollution control and is installed to meet or exceed federal or state regulations: Nondestructive pipeline testing expenditures – Radiography. | 2023-04-29 | 6426000 | 100
25477 | T1 | SALT CREEK MIDSTREAM LLC | SCM PIPELINE SEGMENT IN REEVES | SCM PIPELINE SEGMENT IN REEVES | Reeves County | TX | 79772 | REEVES | CN605432491 | RN111648390 | Nondestructive pipeline testing expenditures – Radiography. | The following property is used 100% for pollution control and is installed to meet or exceed federal or state regulations: Nondestructive pipeline testing expenditures – Radiography. | 2023-04-29 | 10575200 | 100
25478 | T1 | SCM CRUDE LLC | SCM CRUDE PIPELINE SEGMENT IN REEVES | SCM CRUDE PIPELINE SEGMENT IN REEVES | Reeves County | TX | 79772 | REEVES | CN605601434 | RN111648382 | Automatic Shut Off Valves (block valves equipped with an actuator to close the valves) installed at intervals along the pipeline. | The following property is used 100% for pollution control and is installed to meet or exceed federal or state regulations: Automatic Shut Off Valves (block valves equipped with an actuator to close the valves) installed at intervals along the pipeline. | 2023-04-29 | 322399 | 100
25479 | T1 | SCM ALPINE LLC | SCM ALPINE PIPELINE SEGMENT IN REEVES | SCM ALPINE PIPELINE SEGMENT IN REEVES | Reeves County | TX | 79772 | REEVES | CN606101905 | RN111648408 | Automatic Shut Off Valves (block valves equipped with an actuator to close the valves) installed at intervals along the pipeline. | The following property is used 100% for pollution control and is installed to meet or exceed federal or state regulations: Automatic Shut Off Valves (block valves equipped with an actuator to close the valves) installed at intervals along the pipeline. | 2023-04-29 | 706860 | 100
25480 | T1 | SALT CREEK MIDSTREAM LLC | SCM PIPELINE SEGMENT IN REEVES | SCM PIPELINE SEGMENT IN REEVES | Reeves County | TX | 79772 | REEVES | CN605432491 | RN111648390 | Automatic Shut Off Valves (block valves equipped with an actuator to close the valves) installed at intervals along the pipeline. | The following property is used 100% for pollution control and is installed to meet or exceed federal or state regulations: Automatic Shut Off Valves (block valves equipped with an actuator to close the valves) installed at intervals along the pipeline. | 2023-04-29 | 1163272 | 100
25481 | T1 | SCM CRUDE LLC | SCM CRUDE PIPELINE SEGMENT IN REEVES | SCM CRUDE PIPELINE SEGMENT IN REEVES | Reeves County | TX | 79772 | REEVES | CN605601434 | RN111648382 | Pipeline coating and cathodic protection on the SCM Crude Pipeline Segment in Reeves County. | The following property is used 100% for pollution control and is installed to meet or exceed federal or state regulations: Pipeline coating and cathodic protection on the SCM Crude Pipeline Segment in Reeves County. | 2023-04-29 | 527562 | 100
25482 | T1 | SCM ALPINE LLC | SCM ALPINE PIPELINE SEGMENT IN REEVES | SCM ALPINE PIPELINE SEGMENT IN REEVES | Reeves County | TX | 79772 | REEVES | CN606101905 | RN111648408 | Pipeline coatings and cathodic protection on the SCM Alpine Pipeline Segments in Reeves County. | The following property is used 100% for pollution control and is installed to meet or exceed federal or state regulations: Pipeline coatings and cathodic protection on the SCM Alpine Pipeline Segments in Reeves County. | 2023-04-29 | 1156680 | 100
25483 | T1 | SALT CREEK MIDSTREAM LLC | SCM PIPELINE SEGMENT IN REEVES | SCM PIPELINE SEGMENT IN REEVES | Reeves County | TX | 79772 | REEVES | CN605432491 | RN111648390 | Pipeline coatings and cathodic protection on the Salt Creek Midstream Pipeline Segments in Reeves County. | The following property is used 100% for pollution control and is installed to meet or exceed federal or state regulations: Pipeline coatings and cathodic protection on the Salt Creek Midstream Pipeline Segments in Reeves County. | 2023-04-29 | 1903536 | 100
25484 | T1 | STP NUCLEAR OPERATING COMPANY | SOUTH TEXAS PROJECT ELECTRIC GENERATING STATION | Latitude = 28.795, Longitude = -96.0481 | Matagorda County | TX | 77483 | MATAGORDA | CN601658669 | RN102395654 | 48,807 square feet of paving for the switch yard road. | The following property is used 100% for pollution control and is installed to meet or exceed federal or state regulations: 48,807 square feet of paving for the switch yard road. | 2023-05-15 | 79276 | 100
25485 | T1 | BWC JACINTOPORT TERMINAL LLC | CONTANDA JACINTOPORT TERMINAL | 16335 PENINSULA ST | HOUSTON | TX | 77015 | HARRIS | CN605261080 | RN104790688 | 40 X 8 foot steel storage container, full enclosed, waterproof, and lockable. See location ID 4 on attached site map. | NOD response not received | 2023-01-31 09:11 | 15000 | 100
25486 | T1 | BWC TERMINALS LLC | CONTANDA MAGNOLIA PARK TERMINAL | 7600 J W PEAVY DR | HOUSTON | TX | 77011 | HARRIS | CN603977455 | RN103123758 | 40 X 8 foot steel storage container, full enclosed, waterproof, and lockable. See location ID 4 on attached site map. | NOD response not received | 2023-01-31 09:11 | 30000 | 100
25487 | T1 | BWC JACINTOPORT TERMINAL LLC | CONTANDA JACINTOPORT TERMINAL | 16335 PENINSULA ST | HOUSTON | TX | 77015 | HARRIS | CN605261080 | RN104790688 | SOx scrubbers and associated piping and sodium hydroxide tanks. | The following property is used 100% for pollution control to meet or exceed federal or state regulations: SOx scrubbers and associated piping and sodium hydroxide tanks. | 2023-06-06 | 670000 | 100
25488 | T1 | BWC JACINTOPORT TERMINAL LLC | CONTANDA JACINTOPORT TERMINAL | 16335 PENINSULA ST | HOUSTON | TX | 77015 | HARRIS | CN605261080 | RN104790688 | Submerged fill pipes on Tanks 1501, 1502, 1503, 1504, 2501, 2502, 2503, 2504, 2505, 2506, 3001, 3002, 3003, 3004, and 3005. | The following property is used 100% for pollution control to meet or exceed federal or state regulations: Submerged fill pipes on Tanks 1501, 1502, 1503, 1504, 2501, 2502, 2503, 2504, 2505, 2506, 3001, 3002, 3003, 3004, and 3005. | 2023-06-06 | 105000 | 100
25489 | T1 | BWC TERMINALS LLC | BWC MANCHESTER TERMINALS | 9325 E AVENUE S | HOUSTON | TX | 77012 | HARRIS | CN603977455 | RN100677491 | Submerged fill pipes on Tanks 501, 502, 503, 504, 505, 506, 507, 508, 509, 510, 511, 512, 513, 514, 515, 516, 517, 518, 519, 520, 521, 525, and 526. | The following property is used 100% for pollution control to meet or exceed federal or state regulations: Submerged fill pipes on Tanks 501, 502, 503, 504, 505, 506, 507, 508, 509, 510, 511, 512, 513, 514, 515, 516, 517, 518, 519, 520, 521, 525, and 526. | 2023-07-26 | 100000 | 100
25490 | T1 | BWC TERMINALS LLC | CONTANDA MAGNOLIA PARK TERMINAL | 7600 J W PEAVY DR | HOUSTON | TX | 77011 | HARRIS | CN603977455 | RN103123758 | Flue gas recirculation consisting of piping and one blower unit that routes hot combustion gases coming off of the low NOx burner back to the intake side of the low NOx burner and sampling ports on both boiler stacks. | The following property is used 100% for pollution control to meet or exceed federal or state regulations: Flue gas recirculation consisting of piping and one blower unit that routes hot combustion gases coming off of the low NOx burner back to the intake side of the low NOx burner and sampling ports on both boiler stacks. | 2023-07-20 | 14000 | 100
25491 | T1 | BWC JACINTOPORT TERMINAL LLC | CONTANDA JACINTOPORT TERMINAL | 16335 PENINSULA ST | HOUSTON | TX | 77015 | HARRIS | CN605261080 | RN104790688 | Boiler Upgrade - low NOX burners. Boiler upgrade - Flue gas recirculation. Thermal Oxidizer. Sampling Ports on Thermal Oxidizer and boiler stacks. See location IDs 6, 7, 10, and 11 on attached site map. | NOD response not received | 2023-01-31 09:12 | 544000 | 100
25492 | T1 | BWC TERMINALS LLC | BWC MANCHESTER TERMINALS | 9325 E AVENUE S | HOUSTON | TX | 77012 | HARRIS | CN603977455 | RN100677491 | Flue gas recirculation consisting of piping and one blower unit that routes hot combustion gases coming off of the low NOx burner back to the intake side of the low NOx burner and sampling ports on both boiler stacks. | The following property is used 100% for pollution control to meet or exceed federal or state regulations: Flue gas recirculation consisting of piping and one blower unit that routes hot combustion gases coming off of the low NOx burner back to the intake side of the low NOx burner and sampling ports on both boiler stacks. | 2023-07-20 | 335000 | 100
25493 | T1 | BWC TEXAS CITY TERMINAL INC | TEXAS CITY TERMINAL 1 | 201 DOCK RD | TEXAS CITY | TX | 77592 | GALVESTON | CN600129860 | RN100218767 | The incremental cost difference of three low-NOx burners and similar burners without NOx controls. | The following property is used 100% for pollution control to meet or exceed federal or state regulations: The incremental cost difference of three low-NOx burners and similar burners without NOx controls. | 2023-06-06 | 15000 | 100
25494 | T1 | BWC TEXAS CITY TERMINAL INC | TEXAS CITY TERMINAL 1 | 201 DOCK RD | TEXAS CITY | TX | 77592 | GALVESTON | CN600129860 | RN100218767 | Tank secondary seals and internal roof. See location ID 5 on attached site map. | NOD response not received | 2023-01-31 09:13 | 150000 | 100
25495 | T1 | GRAND PRIX PIPELINE LLC | GRAND PRIX CALLAHAN COUNTY PIPELINES | GRAND PRIX PIPELINES IN CALLAHAN COUNTY | Callahan County | TX | 79510 | CALLAHAN | CN605967280 | RN111645776 | Automatic Shut Off Valves (block valves equipped with an actuator to close the valves) installed at intervals along the pipeline. | The following property is used 100% for pollution control and is installed to meet or exceed federal or state regulations: Automatic Shut Off Valves (block valves equipped with an actuator to close the valves) installed at intervals along the pipeline. | 2023-04-26 | 385519 | 100
25496 | T1 | GRAND PRIX PIPELINE LLC | GRAND PRIX CHAMBERS COUNTY PIPELINE | GRAND PRIX PIPELINE SEGMENT IN CHAMBERS COUNTY | Chambers County | TX | 77521 | CHAMBERS | CN605967280 | RN111645784 | Automatic Shut Off Valves (block valves equipped with an actuator to close the valves) installed at intervals along the pipeline. | The following property is used 100% for pollution control and is installed to meet or exceed federal or state regulations: Automatic Shut Off Valves (block valves equipped with an actuator to close the valves) installed at intervals along the pipeline. | 2023-04-28 | 114592 | 100
25497 | T1 | GRAND PRIX PIPELINE LLC | GRAND PRIX CRANE COUNTY PIPELINES | GRAND PRIX PIPELINES IN CRANE COUNTY | Crane County | TX | 79731 | CRANE | CN605967280 | RN111645792 | Automatic Shut Off Valves (block valves equipped with an actuator to close the valves) installed at intervals along the pipeline. | The following property is used 100% for pollution control and is installed to meet or exceed federal or state regulations: Automatic Shut Off Valves (block valves equipped with an actuator to close the valves) installed at intervals along the pipeline. | 2023-04-28 | 413331 | 100
25498 | T1 | GRAND PRIX PIPELINE LLC | GRAND PRIX CULBERSON COUNTY PIPELINES | GRAND PRIX PIPELINES IN CULBERSON COUNTY. | Culberson County | TX | 79770 | CULBERSON | CN605967280 | RN111645800 | Automatic Shut Off Valves (block valves equipped with an actuator to close the valves) installed at intervals along the pipeline. | The following property is used 100% for pollution control and is installed to meet or exceed federal or state regulations: Automatic Shut Off Valves (block valves equipped with an actuator to close the valves) installed at intervals along the pipeline. | 2023-04-28 | 195322 | 100
25499 | T1 | GRAND PRIX PIPELINE LLC | GRAND PRIX EASTLAND COUNTY PIPELINES | GRAND PRIX PIPELINES IN EASTLAND COUNTY | Eastland County | TX | 76448 | EASTLAND | CN605967280 | RN111645818 | Automatic Shut Off Valves (block valves equipped with an actuator to close the valves) installed at intervals along the pipeline. | The following property is used 100% for pollution control and is installed to meet or exceed federal or state regulations: Automatic Shut Off Valves (block valves equipped with an actuator to close the valves) installed at intervals along the pipeline. | 2023-04-28 | 481668 | 100
25500 | T1 | GRAND PRIX PIPELINE LLC | GRAND PRIX ELLIS COUNTY PIPELINES | GRAND PRIX PIPELINES IN ELLIS COUNTY | Ellis County | TX | 76670 | ELLIS | CN605967280 | RN111645826 | Automatic Shut Off Valves (block valves equipped with an actuator to close the valves) installed at intervals along the pipeline. | The following property is used 100% for pollution control and is installed to meet or exceed federal or state regulations: Automatic Shut Off Valves (block valves equipped with an actuator to close the valves) installed at intervals along the pipeline. | 2023-04-28 | 151800 | 100
25501 | T1 | GRAND PRIX PIPELINE LLC | GRAND PRIX ERATH COUNTY PIPELINES | GRAND PRIX PIPELINES IN ERATH COUNTY | Erath County | TX | 76401 | ERATH | CN605967280 | RN111645834 | Automatic Shut Off Valves (block valves equipped with an actuator to close the valves) installed at intervals along the pipeline. | The following property is used 100% for pollution control and is installed to meet or exceed federal or state regulations: Automatic Shut Off Valves (block valves equipped with an actuator to close the valves) installed at intervals along the pipeline. | 2023-04-28 | 366273 | 100
25502 | T1 | GRAND PRIX PIPELINE LLC | GRAND PRIX FREESTONE COUNTY PIPELINES | GRAND PRIX PIPELINES IN FREESTONE COUNTY | Freestone County | TX | 75860 | FREESTONE | CN605967280 | RN111645842 | Automatic Shut Off Valves (block valves equipped with an actuator to close the valves) installed at intervals along the pipeline. | The following property is used 100% for pollution control and is installed to meet or exceed federal or state regulations: Automatic Shut Off Valves (block valves equipped with an actuator to close the valves) installed at intervals along the pipeline. | 2023-04-28 | 559515 | 100
25503 | T1 | GRAND PRIX PIPELINE LLC | GRAND PRIX GLASSCOCK COUNTY PIPELINES | GRAND PRIX PIPELINES IN GLASSCOCK COUNTY | Glasscock County | TX | 79720 | GLASSCOCK | CN605967280 | RN111645867 | Automatic Shut Off Valves (block valves equipped with an actuator to close the valves) installed at intervals along the pipeline. | The following property is used 100% for pollution control and is installed to meet or exceed federal or state regulations: Automatic Shut Off Valves (block valves equipped with an actuator to close the valves) installed at intervals along the pipeline. | 2023-04-28 | 422444 | 100
25504 | T1 | GRAND PRIX PIPELINE LLC | GRAND PRIX HILL COUNTY PIPELINE | GRAND PRIX PIPELINE IN HILL COUNTY | Hill County | TX | 76055 | HILL | CN605967280 | RN111645875 | Automatic Shut Off Valves (block valves equipped with an actuator to close the valves) installed at intervals along the pipeline. | The following property is used 100% for pollution control and is installed to meet or exceed federal or state regulations: Automatic Shut Off Valves (block valves equipped with an actuator to close the valves) installed at intervals along the pipeline. | 2023-04-28 | 184800 | 100
25505 | T1 | GRAND PRIX PIPELINE LLC | GRAND PRIX HOOD COUNTY PIPELINES | GRAND PRIX PIPELINES IN HOOD COUNTY | Hood County | TX | 76476 | HOOD | CN605967280 | RN111645883 | Automatic Shut Off Valves (block valves equipped with an actuator to close the valves) installed at intervals along the pipeline. | The following property is used 100% for pollution control and is installed to meet or exceed federal or state regulations: Automatic Shut Off Valves (block valves equipped with an actuator to close the valves) installed at intervals along the pipeline. | 2023-04-28 | 289740 | 100
25506 | T1 | GRAND PRIX PIPELINE LLC | GRAND PRIX JOHNSON COUNTY PIPELINES | GRAND PRIX PIPELINES IN JOHNSON COUNTY | Johnson County | TX | 76033 | JOHNSON | CN605967280 | RN111645891 | Automatic Shut Off Valves (block valves equipped with an actuator to close the valves) installed at intervals along the pipeline. | The following property is used 100% for pollution control and is installed to meet or exceed federal or state regulations: Automatic Shut Off Valves (block valves equipped with an actuator to close the valves) installed at intervals along the pipeline. | 2023-04-28 | 485562 | 100
25507 | T1 | GRAND PRIX PIPELINE LLC | GRAND PRIX LEON COUNTY PIPELINES | GRAND PRIX PIPELINES IN LEON COUNTY | Leon County | TX | 75833 | LEON | CN605967280 | RN111645909 | Automatic Shut Off Valves (block valves equipped with an actuator to close the valves) installed at intervals along the pipeline. | The following property is used 100% for pollution control and is installed to meet or exceed federal or state regulations: Automatic Shut Off Valves (block valves equipped with an actuator to close the valves) installed at intervals along the pipeline. | 2023-04-28 | 570735 | 100
25508 | T1 | GRAND PRIX PIPELINE LLC | GRAND PRIX LIBERTY COUNTY PIPELINES | GRAND PRIX PIPELINES IN LIBERTY COUNTY | Liberty County | TX | 77535 | LIBERTY | CN605967280 | RN111645917 | Automatic Shut Off Valves (block valves equipped with an actuator to close the valves) installed at intervals along the pipeline. | The following property is used 100% for pollution control and is installed to meet or exceed federal or state regulations: Automatic Shut Off Valves (block valves equipped with an actuator to close the valves) installed at intervals along the pipeline. | 2023-04-28 | 706860 | 100
25509 | T1 | GRAND PRIX PIPELINE LLC | GRAND PRIX LOVING COUNTY PIPELINES | GRAND PRIX PIPELINES IN LOVING COUNTY | Loving County | TX | 79754 | LOVING | CN605967280 | RN111645925 | Automatic Shut Off Valves (block valves equipped with an actuator to close the valves) installed at intervals along the pipeline. | The following property is used 100% for pollution control and is installed to meet or exceed federal or state regulations: Automatic Shut Off Valves (block valves equipped with an actuator to close the valves) installed at intervals along the pipeline. | 2023-04-28 | 264915 | 100
25510 | T1 | GRAND PRIX PIPELINE LLC | GRAND PRIX MADISON COUNTY PIPELINE | GRAND PRIX PIPELINE IN MADISON COUNTY | Madison County | TX | 75852 | MADISON | CN605967280 | RN111645933 | Automatic Shut Off Valves (block valves equipped with an actuator to close the valves) installed at intervals along the pipeline. | The following property is used 100% for pollution control and is installed to meet or exceed federal or state regulations: Automatic Shut Off Valves (block valves equipped with an actuator to close the valves) installed at intervals along the pipeline. | 2023-04-28 | 237154 | 100
25511 | T1 | GRAND PRIX PIPELINE LLC | GRAND PRIX MIDLAND COUNTY PIPELINES | GRAND PRIX PIPELINES IN MIDLAND COUNTY | Midland County | TX | 79706 | MIDLAND | CN605967280 | RN111645974 | Automatic Shut Off Valves (block valves equipped with an actuator to close the valves) installed at intervals along the pipeline. | The following property is used 100% for pollution control and is installed to meet or exceed federal or state regulations: Automatic Shut Off Valves (block valves equipped with an actuator to close the valves) installed at intervals along the pipeline. | 2023-04-28 | 573434 | 100
25512 | T1 | GRAND PRIX PIPELINE LLC | GRAND PRIX MITCHELL COUNTY PIPELINES | GRAND PRIX PIPELINES IN MITCHELL COUNTY | Mitchell County | TX | 79512 | MITCHELL | CN605967280 | RN111645982 | Automatic Shut Off Valves (block valves equipped with an actuator to close the valves) installed at intervals along the pipeline. | The following property is used 100% for pollution control and is installed to meet or exceed federal or state regulations: Automatic Shut Off Valves (block valves equipped with an actuator to close the valves) installed at intervals along the pipeline. | 2023-04-28 | 256872 | 100
25513 | T1 | GRAND PRIX PIPELINE LLC | GRAND PRIX NAVARRO COUNTY PIPELINES | GRAND PRIX PIPELINES IN NAVARRO COUNTY | Navarro County | TX | 76641 | NAVARRO | CN605967280 | RN111645990 | Automatic Shut Off Valves (block valves equipped with an actuator to close the valves) installed at intervals along the pipeline. | The following property is used 100% for pollution control and is installed to meet or exceed federal or state regulations: Automatic Shut Off Valves (block valves equipped with an actuator to close the valves) installed at intervals along the pipeline. | 2023-04-28 | 597465 | 100
25514 | T1 | GRAND PRIX PIPELINE LLC | GRAND PRIX NOLAN COUNTY PIPELINES | GRAND PRIX PIPELINES IN NOLAN COUNTY | Nolan County | TX | 79535 | NOLAN | CN605967280 | RN111646006 | Automatic Shut Off Valves (block valves equipped with an actuator to close the valves) installed at intervals along the pipeline. | The following property is used 100% for pollution control and is installed to meet or exceed federal or state regulations: Automatic Shut Off Valves (block valves equipped with an actuator to close the valves) installed at intervals along the pipeline. | 2023-04-28 | 383433 | 100
25515 | T1 | GRAND PRIX PIPELINE LLC | GRAND PRIX PECOS COUNTY PIPELINES | GRAND PRIX PIPELINES IN PECOS COUNTY | Pecos County | TX | 79730 | PECOS | CN605967280 | RN111646014 | Automatic Shut Off Valves (block valves equipped with an actuator to close the valves) installed at intervals along the pipeline. | The following property is used 100% for pollution control and is installed to meet or exceed federal or state regulations: Automatic Shut Off Valves (block valves equipped with an actuator to close the valves) installed at intervals along the pipeline. | 2023-04-28 | 86114 | 100
25516 | T1 | BWC TERMINALS LLC | CONTANDA MAGNOLIA PARK TERMINAL | 7600 J W PEAVY DR | HOUSTON | TX | 77011 | HARRIS | CN603977455 | RN103123758 | Tank foundation leak detection consisting of sand overlaying a 30 mil HDPE liner along with four equally spaced one-inch Schedule 40 PVC pipes of two-foot length extending from the sand layers to an open air exterior space adjacent to the tank ring wall for Tanks 2, 4, 5, 6, 7, 8, 32, 33, 36, 37, 38, 39, 40, 41, 42, 43, 44, 48, 49, 50, 51, 52, 53, 54, 55, 56, 57, 58, 59, 60, 61, 62, 63. | The following property is used 100% for pollution control and is installed to meet or exceed federal or state regulations: Tank foundation leak detection consisting of sand overlaying a 30 mil HDPE liner along with four equally spaced one-inch Schedule 40 PVC pipes of two-foot length extending from the sand layers to an open air exterior space adjacent to the tank ring wall for Tanks 2, 4, 5, 6, 7, 8, 32, 33, 36, 37, 38, 39, 40, 41, 42, 43, 44, 48, 49, 50, 51, 52, 53, 54, 55, 56, 57, 58, 59, 60, 61, 62, 63. | 2023-07-31 | 250000 | 100
25517 | T1 | GRAND PRIX PIPELINE LLC | GRAND PRIX REAGAN COUNTY PIPELINES | GRAND PRIX PIPELINES IN REAGAN COUNTY | Reagan County | TX | 79739 | REAGAN | CN605967280 | RN111646022 | Automatic Shut Off Valves (block valves equipped with an actuator to close the valves) installed at intervals along the pipeline. | The following property is used 100% for pollution control and is installed to meet or exceed federal or state regulations: Automatic Shut Off Valves (block valves equipped with an actuator to close the valves) installed at intervals along the pipeline. | 2023-04-28 | 86383 | 100
25518 | T1 | BWC JACINTOPORT TERMINAL LLC | CONTANDA JACINTOPORT TERMINAL | 16335 PENINSULA ST | HOUSTON | TX | 77015 | HARRIS | CN605261080 | RN104790688 | Tank foundation leak detection consisting of sand overlaying a 30 mil HDPE liner preceding the tank floor construction, along with four equally spaced one-inch Schedule 40 PVC pipes of two-foot length extending from the sand layers to an open air exterior space adjacent to the tank ring wall for Tanks 1501, 1502, 1503, 1504, 2501, 2502, 2503, 2504, 2505, 2506, 3001, 3002, 3003, 3004, and 3005. | The following property is used 100% for pollution control and is installed to meet or exceed federal or state regulations: Tank foundation leak detection consisting of sand overlaying a 30 mil HDPE liner preceding the tank floor construction, along with four equally spaced one-inch Schedule 40 PVC pipes of two-foot length extending from the sand layers to an open air exterior space adjacent to the tank ring wall for Tanks 1501, 1502, 1503, 1504, 2501, 2502, 2503, 2504, 2505, 2506, 3001, 3002, 3003, 3004, and 3005. | 2023-07-31 | 170000 | 100
25519 | T1 | GRAND PRIX PIPELINE LLC | GRAND PRIX REEVES COUNTY PIPELINES | GRAND PRIX PIPELINES IN REEVES COUNTY | Reeves County | TX | 79770 | REEVES | CN605967280 | RN111646030 | Automatic Shut Off Valves (block valves equipped with an actuator to close the valves) installed at intervals along the pipeline. | The following property is used 100% for pollution control and is installed to meet or exceed federal or state regulations: Automatic Shut Off Valves (block valves equipped with an actuator to close the valves) installed at intervals along the pipeline. | 2023-04-28 | 224004 | 100
25520 | T1 | BWC TERMINALS LLC | BWC MANCHESTER TERMINALS | 9325 E AVENUE S | HOUSTON | TX | 77012 | HARRIS | CN603977455 | RN100677491 | Tank foundation leak detection consisting of sand overlaying a 30 mil HDPE liner preceding the tank floor construction, along with four equally spaced one-inch Schedule 40 PVC pipes of two-foot length extending from the sand layers to an open air exterior space adjacent to the tank ring wall for Tanks 203, 204, 301, 302, 303, 304, 305, 306, 307, 308, 310, 312, 313, 314, 315, 316, 317, 318, 319, 320, 321, 322, 323, 324, 325, 326, 327, 328, 330, 331, 332, 333, 338, 339, 340, 341, 401, 402, 403, 404, 405, 406, 407, 408, 409, 410, 411, 412, 413, 414, 504, 505, 506, 507, 508, 509, 510, 511, 512, 513, 514, 515, 516, 517, 518, 519, 520, 521, 525, and 526. | The following property is used 100% for pollution control and is installed to meet or exceed federal or state regulations: Tank foundation leak detection consisting of sand overlaying a 30 mil HDPE liner preceding the tank floor construction, along with four equally spaced one-inch Schedule 40 PVC pipes of two-foot length extending from the sand layers to an open air exterior space adjacent to the tank ring wall for Tanks 203, 204, 301, 302, 303, 304, 305, 306, 307, 308, 310, 312, 313, 314, 315, 316, 317, 318, 319, 320, 321, 322, 323, 324, 325, 326, 327, 328, 330, 331, 332, 333, 338, 339, 340, 341, 401, 402, 403, 404, 405, 406, 407, 408, 409, 410, 411, 412, 413, 414, 504, 505, 506, 507, 508, 509, 510, 511, 512, 513, 514, 515, 516, 517, 518, 519, 520, 521, 525, and 526. | 2023-07-31 | 400000 | 100
25521 | T1 | GRAND PRIX PIPELINE LLC | GRAND PRIX SAN JACINTO PIPELINES | GRAND PRIX PIPELINES IN SAN JACINTO COUNTY | San Jacinto County | TX | 77331 | SAN JACINTO | CN605967280 | RN111646048 | Automatic Shut Off Valves (block valves equipped with an actuator to close the valves) installed at intervals along the pipeline. | The following property is used 100% for pollution control and is installed to meet or exceed federal or state regulations: Automatic Shut Off Valves (block valves equipped with an actuator to close the valves) installed at intervals along the pipeline. | 2023-04-28 | 535590 | 100
25522 | T1 | BWC TERMINALS LLC | CONTANDA MAGNOLIA PARK TERMINAL | 7600 J W PEAVY DR | HOUSTON | TX | 77011 | HARRIS | CN603977455 | RN103123758 | Truck rack enclosure adjacent to the boiler building. | The following property is used 100% for pollution control and is installed to meet or exceed federal or state regulations: Truck rack enclosure adjacent to the boiler building. | 2023-08-03 | 300000 | 100
25523 | T1 | BWC JACINTOPORT TERMINAL LLC | CONTANDA JACINTOPORT TERMINAL | 16335 PENINSULA ST | HOUSTON | TX | 77015 | HARRIS | CN605261080 | RN104790688 | Truck rack enclosure. | The following property is used 100% for pollution control and is installed to meet or exceed federal or state regulations: Truck rack enclosure. | 2023-08-03 | 500000 | 100
25524 | T1 | BWC TERMINALS LLC | BWC MANCHESTER TERMINALS | 9325 E AVENUE S | HOUSTON | TX | 77012 | HARRIS | CN603977455 | RN100677491 | Truck rack enclosures covering three double bays, one quad bay, and scale; containment area under the truck scales; and associated sump pumps. | The following property is used 100% for pollution control and is installed to meet or exceed federal or state regulations: Truck rack enclosures covering three double bays, one quad bay, and scale; containment area under the truck scales; and associated sump pumps. | 2023-08-03 | 1500000 | 100
25525 | T1 | BWC TERMINALS LLC | CONTANDA MAGNOLIA PARK TERMINAL | 7600 J W PEAVY DR | HOUSTON | TX | 77011 | HARRIS | CN603977455 | RN103123758 | Radar gauges and high level alarms on Tanks 2206, 2208, 2233, 2201, 2202, 2204, 2205, 2207, 2209, 2210, 2211, 2212, 2213, 2215, 2216, 2217, 2218, 2219, 2220, 2221, 2222, 2223, 2224, 2225, 2226, 2227, 2228, 2229, 2230, 2231, 2232, 2236, 2237, 2238, 2239, 2240, 2241, 2242, 2243, 2244, 2245, 2246, 2247, 2248, 2249, 2250, 2251, 2252, 2253, 2254, 2255, 2256, 2257, 2258, 2259, 2260, 2261, 2262, and 2263. | The following property is used 100% for pollution control to meet or exceed federal or state regulations: Radar gauges and high level alarms on Tanks 2206, 2208, 2233, 2201, 2202, 2204, 2205, 2207, 2209, 2210, 2211, 2212, 2213, 2215, 2216, 2217, 2218, 2219, 2220, 2221, 2222, 2223, 2224, 2225, 2226, 2227, 2228, 2229, 2230, 2231, 2232, 2236, 2237, 2238, 2239, 2240, 2241, 2242, 2243, 2244, 2245, 2246, 2247, 2248, 2249, 2250, 2251, 2252, 2253, 2254, 2255, 2256, 2257, 2258, 2259, 2260, 2261, 2262, and 2263. | 2023-06-08 | 2950000 | 100
25526 | T1 | BWC TERMINALS LLC | BWC MANCHESTER TERMINALS | 9325 E AVENUE S | HOUSTON | TX | 77012 | HARRIS | CN603977455 | RN100677491 | Radar gauges with resistance temperature detectors and high-level on Tanks 218, 222, 223, 301, 302, 303, 304, 305, 306, 307, 308, 310, 312, 314, 317, 325, 326, 327, 329, 330, 331, 332, 333, 334, 335, 337, 338, 339, 340, 341, 429, 501, 502, 503, 505, 506, 507, 508, 509, 510, 511, 512, 513, 514, 515, 516, 517, 520, 521, 525, 526, 401, 402, 403, 404, 405, 406, 407, 408, 412, 413, and 414. | The following property is used 100% for pollution control to meet or exceed federal or state regulations: Radar gauges with resistance temperature detectors and high-level on Tanks 218, 222, 223, 301, 302, 303, 304, 305, 306, 307, 308, 310, 312, 314, 317, 325, 326, 327, 329, 330, 331, 332, 333, 334, 335, 337, 338, 339, 340, 341, 429, 501, 502, 503, 505, 506, 507, 508, 509, 510, 511, 512, 513, 514, 515, 516, 517, 520, 521, 525, 526, 401, 402, 403, 404, 405, 406, 407, 408, 412, 413, and 414. | 2023-08-14 | 3750000 | 100
25527 | T1 | BWC JACINTOPORT TERMINAL LLC | CONTANDA JACINTOPORT TERMINAL | 16335 PENINSULA ST | HOUSTON | TX | 77015 | HARRIS | CN605261080 | RN104790688 | Radar gauges with resistance temperature detectors and high-level alarms on Tanks 1501, 1502, 1504, 3001, 3002, 3003, 3004, 3005, and 5001. | The following property is used 100% for pollution control to meet or exceed federal or state regulations: Radar gauges with resistance temperature detectors and high-level alarms on Tanks 1501, 1502, 1504, 3001, 3002, 3003, 3004, 3005, and 5001. | 2023-08-14 | 750000 | 100
25528 | T1 | BWC TEXAS CITY TERMINAL INC | TEXAS CITY TERMINAL 1 | 201 DOCK RD | TEXAS CITY | TX | 77592 | GALVESTON | CN600129860 | RN100218767 | Radar gauges with resistance temperature detectors and high-level alarms on Tanks 701, 703, 801, 803, 1003, 1004, 1007, 1008, 1019, 1020, 1021, 1023, 1024, 1025, 1026, 1028, 1029, 3001, 3002, 3003, 3004, 3005, 3006, 3007, 3008, 4001, 4002, 4003, 4004, 5001, 5002, 5003, 5004, 5006, 5007, 5008, 5009, 5501, 5502, 6501, 10001, 10002, 10003, 10004, 10005, 10006, 10011, 11201, 11202, 20001, and 20002. | The following property is used 100% for pollution control to meet or exceed federal or state regulations: Radar gauges with resistance temperature detectors and high-level alarms on Tanks 701, 703, 801, 803, 1003, 1004, 1007, 1008, 1019, 1020, 1021, 1023, 1024, 1025, 1026, 1028, 1029, 3001, 3002, 3003, 3004, 3005, 3006, 3007, 3008, 4001, 4002, 4003, 4004, 5001, 5002, 5003, 5004, 5006, 5007, 5008, 5009, 5501, 5502, 6501, 10001, 10002, 10003, 10004, 10005, 10006, 10011, 11201, 11202, 20001, and 20002. | 2023-08-14 | 3400000 | 100
25529 | T1 | BWC TERMINALS LLC | CONTANDA MAGNOLIA PARK TERMINAL | 7600 J W PEAVY DR | HOUSTON | TX | 77011 | HARRIS | CN603977455 | RN103123758 | Secondary containment consisting of containment walls and earthen dikes for the truck rack, rail rack, and Tanks 2206, 2208, 2233, 2201, 2202, 2204, 2205, 2207, 2209, 2210, 2211, 2212, 2213, 2215, 2216, 2217, 2218, 2219, 2220, 2221, 2222, 2223, 2224, 2225, 2226, 2227, 2228, 2229, 2230, 2231, 2232, 2236, 2237, 2238, 2239, 2240, 2241, 2242, 2243, 2244, 2245, 2246, 2247, 2248, 2249, 2250, 2251, 2252, 2253, 2254, 2255, 2256, 2257, 2258, 2259, 2260, 2261, 2262, and 2263. | The following property is used 100% for pollution control to meet or exceed federal or state regulations: Secondary containment consisting of containment walls and earthen dikes for the truck rack, rail rack, and Tanks 2206, 2208, 2233, 2201, 2202, 2204, 2205, 2207, 2209, 2210, 2211, 2212, 2213, 2215, 2216, 2217, 2218, 2219, 2220, 2221, 2222, 2223, 2224, 2225, 2226, 2227, 2228, 2229, 2230, 2231, 2232, 2236, 2237, 2238, 2239, 2240, 2241, 2242, 2243, 2244, 2245, 2246, 2247, 2248, 2249, 2250, 2251, 2252, 2253, 2254, 2255, 2256, 2257, 2258, 2259, 2260, 2261, 2262, and 2263. | 2023-06-08 | 825000 | 100
25530 | T1 | BWC JACINTOPORT TERMINAL LLC | CONTANDA JACINTOPORT TERMINAL | 16335 PENINSULA ST | HOUSTON | TX | 77015 | HARRIS | CN605261080 | RN104790688 | Containment walls and earthen dikes around the storage tanks. | The following property is used 100% for pollution control to meet or exceed federal or state regulations: Containment walls and earthen dikes around the storage tanks. | 2023-07-31 | 2350000 | 100
25531 | T1 | BWC TERMINALS LLC | BWC MANCHESTER TERMINALS | 9325 E AVENUE S | HOUSTON | TX | 77012 | HARRIS | CN603977455 | RN100677491 | Containment walls and earthen dikes around the 200, 300, 400, and 500 series storage tanks and tanks 107 and 109 and containment basins and sumps for the rail/truck facilities. | The following property is used 100% for pollution control and is installed to meet or exceed federal or state regulations: Containment walls and earthen dikes around the 200, 300, 400, and 500 series storage tanks and tanks 107 and 109 and containment basins and sumps for the rail/truck facilities. | 2023-07-31 | 3900000 | 100
25532 | T1 | BWC TEXAS CITY TERMINAL INC | TEXAS CITY TERMINAL 1 | 201 DOCK RD | TEXAS CITY | TX | 77592 | GALVESTON | CN600129860 | RN100218767 | Earthen containment walls around the West Tank Farm and concrete containment around the South Tank Farm. | The following property is used 100% for pollution control and is installed to meet or exceed federal or state regulations: Earthen containment walls around the West Tank Farm and concrete containment around the South Tank Farm. | 2023-08-03 | 918000 | 100
25533 | T1 | GRAND PRIX PIPELINE LLC | GRAND PRIX WINKLER COUNTY PIPELINES | GRAND PRIX PIPELINES IN WINKLER COUNTY | Winkler County | TX | 79789 | WINKLER | CN605967280 | RN111646055 | Automatic Shut Off Valves (block valves equipped with an actuator to close the valves) installed at intervals along the pipeline. | The following property is used 100% for pollution control and is installed to meet or exceed federal or state regulations: Automatic Shut Off Valves (block valves equipped with an actuator to close the valves) installed at intervals along the pipeline. | 2023-04-28 | 212152 | 100
25534 | T1 | GRAND PRIX PIPELINE LLC | GRAND PRIX WARD COUNTY PIPELINES | GRAND PRIX PIPELINES IN WARD COUNTY | Ward County | TX | 79777 | WARD | CN605967280 | RN111646063 | Automatic Shut Off Valves (block valves equipped with an actuator to close the valves) installed at intervals along the pipeline. | The following property is used 100% for pollution control and is installed to meet or exceed federal or state regulations: Automatic Shut Off Valves (block valves equipped with an actuator to close the valves) installed at intervals along the pipeline. | 2023-04-28 | 406619 | 100
25535 | T1 | GRAND PRIX PIPELINE LLC | GRAND PRIX WALKER COUNTY PIPELINE | GRAND PRIX PIPELINE IN WALKER COUNTY | Walker County | TX | 77320 | WALKER | CN605967280 | RN111646071 | Automatic Shut Off Valves (block valves equipped with an actuator to close the valves) installed at intervals along the pipeline. | The following property is used 100% for pollution control and is installed to meet or exceed federal or state regulations: Automatic Shut Off Valves (block valves equipped with an actuator to close the valves) installed at intervals along the pipeline. | 2023-04-28 | 477015 | 100
25536 | T1 | GRAND PRIX PIPELINE LLC | GRAND PRIX UPTON COUNTY PIPELINES | GRAND PRIX PIPELINES IN UPTON COUNTY | Upton County | TX | 79755 | UPTON | CN605967280 | RN111646089 | Automatic Shut Off Valves (block valves equipped with an actuator to close the valves) installed at intervals along the pipeline. | The following property is used 100% for pollution control and is installed to meet or exceed federal or state regulations: Automatic Shut Off Valves (block valves equipped with an actuator to close the valves) installed at intervals along the pipeline. | 2023-04-28 | 96624 | 100
25537 | T1 | GRAND PRIX PIPELINE LLC | GRAND PRIX TAYLOR COUNTY PIPELINES | GRAND PRIX PIPELINES IN TAYLOR COUNTY | Taylor County | TX | 79562 | TAYLOR | CN605967280 | RN111646097 | Automatic Shut Off Valves (block valves equipped with an actuator to close the valves) installed at intervals along the pipeline. | The following property is used 100% for pollution control and is installed to meet or exceed federal or state regulations: Automatic Shut Off Valves (block valves equipped with an actuator to close the valves) installed at intervals along the pipeline. | 2023-04-28 | 394020 | 100
25538 | T1 | GRAND PRIX PIPELINE LLC | GRAND PRIX STERLING COUNTY PIPELINES | GRAND PRIX PIPELINES IN STERLING COUNTY | Sterling County | TX | 76951 | STERLING | CN605967280 | RN111646105 | Automatic Shut Off Valves (block valves equipped with an actuator to close the valves) installed at intervals along the pipeline. | The following property is used 100% for pollution control and is installed to meet or exceed federal or state regulations: Automatic Shut Off Valves (block valves equipped with an actuator to close the valves) installed at intervals along the pipeline. | 2023-04-28 | 227920 | 100
25539 | T1 | GRAND PRIX PIPELINE LLC | GRAND PRIX SOMERVELL COUNTY PIPELINE | GRAND PRIX PIPELINE IN SOMERVELL COUNTY | Somervell County | TX | 76070 | SOMERVELL | CN605967280 | RN111646113 | Automatic Shut Off Valves (block valves equipped with an actuator to close the valves) installed at intervals along the pipeline. | The following property is used 100% for pollution control and is installed to meet or exceed federal or state regulations: Automatic Shut Off Valves (block valves equipped with an actuator to close the valves) installed at intervals along the pipeline. | 2023-04-28 | 15180 | 100
25540 | T1 | CAMPBELL TRANSPORTATION COMPANY INC | CHANNELVIEW CHARTER | 16936 MARKET ST | CHANNELVIEW | TX | 77530 | HARRIS | CN606006237 | RN109642033 | Vapor control system including a vapor collection system, cargo gauging system, liquid overfill protection, vapor overpressure, vacuum protection, and pressure vacuum indicating device on barges USCG numbers 1301269, 1301270, 1247232, 1247233, 1249621, 1237485, 1236584, 1238213, 1312000, 1312001, 1312002, 1313085, 1206173, 1206174, 1327483, and 1327484. | The following property is used 100% for pollution control and is installed to meet or exceed federal or state regulations: Vapor control system including a vapor collection system, cargo gauging system, liquid overfill protection, vapor overpressure, vacuum protection, and pressure vacuum indicating device on barges USCG numbers 1301269, 1301270, 1247232, 1247233, 1249621, 1237485, 1236584, 1238213, 1312000, 1312001, 1312002, 1313085, 1206173, 1206174, 1327483, and 1327484. | 2023-04-29 | 4823778 | 100
25541 | T1 | STREAMLINE INNOVATIONS INC | XTO MIMS 2 VALKYRIE | Latitude = 32.321136, Longitude = -103.820234 | Martin County | TX | 79749 | MARTIN | CN606101954 | RN111648713 | Using biodegradable, environmentally friendly, regenerative chemistry to convert hydrogen sulfide into elemental sulfur to sweeten natural gas and eliminate thousands of tons of poisonous sulfur dioxide produced by flaring sour gas. Consists of a contactor vessel, a regeneration vessel, and a filtration system to remove elemental sulfur from chemistry before it is reused. | Application withdrawn by applicant | 2023-06-21 | 1504499 | 100
25542 | T1 | STREAMLINE INNOVATIONS INC | MAPLE AFFIRMED VALKYRIE | Latitude = 31.385314, Longitude = -103.6447 | Reeves County | TX | 79772 | REEVES | CN606101954 | RN111648721 | Using biodegradable, environmentally friendly, regenerative chemistry to convert hydrogen sulfide into elemental sulfur to sweeten natural gas and eliminate thousands of tons of poisonous sulfur dioxide produced by flaring sour gas. Consists of a contactor vessel, a regeneration vessel, and a filtration system to remove elemental sulfur from chemistry before it is reused. | Application withdrawn by applicant | 2023-06-20 | 1043909 | 100
25543 | T1 | STREAMLINE INNOVATIONS INC | PERMIAN RESOURCES WIDOW JANE VALKYRIE | Latitude = 31.336586, Longitude = -103.641781 | Reeves County | TX | 79772 | REEVES | CN606101954 | RN111648739 | Using biodegradable, environmentally friendly, regenerative chemistry to convert hydrogen sulfide into elemental sulfur to sweeten natural gas and eliminate thousands of tons of poisonous sulfur dioxide produced by flaring sour gas. Consists of a contactor vessel, a regeneration vessel, and a filtration system to remove elemental sulfur from chemistry before it is reused. | Application withdrawn by applicant | 2023-06-20 | 1559862 | 100
25544 | T1 | STREAMLINE INNOVATIONS INC | MAPLE WAR ADMIRAL VALKYRIE | Latitude = 31.336586, Longitude = -103.641781 | Reeves County | TX | 79772 | REEVES | CN606101954 | RN111648747 | Using biodegradable, environmentally friendly, regenerative chemistry to convert hydrogen sulfide into elemental sulfur to sweeten natural gas and eliminate thousands of tons of poisonous sulfur dioxide produced by flaring sour gas. Consists of a contactor vessel, a regeneration vessel, and a filtration system to remove elemental sulfur from chemistry before it is reused. | Application withdrawn by applicant | 2023-06-20 | 1043909 | 100
25545 | T1 | STREAMLINE INNOVATIONS INC | MAPLE SPECIAL EFFORT VALKYRIE | Latitude = 31.349361, Longitude = -103.659556 | Reeves County | TX | 79772 | REEVES | CN606101954 | RN111648754 | Using biodegradable, environmentally friendly, regenerative chemistry to convert hydrogen sulfide into elemental sulfur to sweeten natural gas and eliminate thousands of tons of poisonous sulfur dioxide produced by flaring sour gas. Consists of a contactor vessel, a regeneration vessel, and a filtration system to remove elemental sulfur from chemistry before it is reused. | Application withdrawn by applicant | 2023-06-20 | 2700647 | 100
25546 | T1 | STREAMLINE INNOVATIONS INC | MAPLE COOPERS DREAM VALKYRIE | Latitude = 31.374292, Longitude = -103.6411 | Reeves County | TX | 79772 | REEVES | CN606101954 | RN111648762 | Using biodegradable, environmentally friendly, regenerative chemistry to convert hydrogen sulfide into elemental sulfur to sweeten natural gas and eliminate thousands of tons of poisonous sulfur dioxide produced by flaring sour gas. Consists of a contactor vessel, a regeneration vessel, and a filtration system to remove elemental sulfur from chemistry before it is reused. | Application withdrawn by applicant | 2023-06-20 | 2831362 | 100
25547 | T1 | STREAMLINE INNOVATIONS INC | HENRY WILD TURKEY VALKYRIE | Latitude = 31.110583, Longitude = -103.585 | Reeves County | TX | 79772 | REEVES | CN606101954 | RN111648770 | Using biodegradable, environmentally friendly, regenerative chemistry to convert hydrogen sulfide into elemental sulfur to sweeten natural gas and eliminate thousands of tons of poisonous sulfur dioxide produced by flaring sour gas. Consists of a contactor vessel, a regeneration vessel, and a filtration system to remove elemental sulfur from chemistry before it is reused. | Application withdrawn by applicant | 2023-06-20 | 1140069 | 100
25548 | T1 | STREAMLINE INNOVATIONS INC | HENRY WILD HORSE 1 VALKYRIE | Latitude = 31.020931, Longitude = -103.488578 | Reeves County | TX | 79780 | REEVES | CN606101954 | RN111648788 | Using biodegradable, environmentally-friendly, regenerative chemistry to convert hydrogen sulfide into elemental sulfur to sweeten natural gas and eliminate thousands of tons of poisonous sulfur dioxide produced by flaring sour gas. Consists of a contactor vessel, a regeneration vessel, and a filtration system to remove elemental sulfur from chemistry before it is reused. | Application withdrawn by applicant | 2023-06-20 | 1180589 | 100
25549 | T1 | STREAMLINE INNOVATIONS INC | EOG RINGO VALKYRIE | Latitude = 29.144347, Longitude = -97.787575 | Karnes County | TX | 78116 | KARNES | CN606101954 | RN111648796 | The Valkyrie unit uses environmentally friendly regenerative chemistry to convert hydrogen sulfide into elemental sulfur to sweeten natural. The unit consists of a contactor vessel, a regeneration vessel, and a filtration system to remove elemental sulfur from chemistry before it is reused. | Application withdrawn by applicant | 2023-06-20 | 1230337 | 100
25550 | T1 | STREAMLINE INNOVATIONS INC | CALLON NIMITZ VALKYRIE | Latitude = 31.176981, Longitude = -103.574164 | Reeves County | TX | 79772 | REEVES | CN606101954 | RN111648804 | The Valkyrie unit uses environmentally friendly regenerative chemistry to convert hydrogen sulfide into elemental sulfur to sweeten natural gas. The unit consists of a contactor vessel, a regeneration vessel, and a filtration system to remove elemental sulfur from chemistry before it is reused. | Application withdrawn by applicant | 2023-06-20 | 1104363 | 100
25551 | T1 | CAMPBELL TRANSPORTATION COMPANY INC | CHANNELVIEW CHARTER | 16936 MARKET ST | CHANNELVIEW | TX | 77530 | HARRIS | CN606006237 | RN109642033 | The incremental cost difference between a single-hulled barge and a double-hulled barge for tank barges USCG numbers 1301269, 1301270, 1247232, 1247233, 1249621, 1237485, 1236584, 1238213, 1312000, 1312001, 1312002, 1313085, 1206173, 1206174, 1327483, and 1327484. | The following property is used 100% for pollution control and is installed to meet or exceed federal or state regulations: The incremental cost difference between a single-hulled barge and a double-hulled barge for tank barges USCG numbers 1301269, 1301270, 1247232, 1247233, 1249621, 1237485, 1236584, 1238213, 1312000, 1312001, 1312002, 1313085, 1206173, 1206174, 1327483, and 1327484. | 2023-04-29 | 12059445 | 100
25552 | T1 | ENSTOR KATY STORAGE AND TRANSPORTATION LP | KATY HUB & STORAGE PLANT | 25959 WESTHEIMER PKWY | KATY | TX | 77494 | FORT BEND | CN603405036 | RN102543816 | Clean burn upgrades on nine Waukesha VHP-L7044GSI S5 compressor engines consisting of air/fuel ratio controls, modifications to the turbochargers, and oxidation catalyst exhaust systems consisting of interconnects, ducting, piping, and exhaust stacks. | The following property is used 100% for pollution control and is installed to meet or exceed federal or state regulations: Clean burn upgrades on nine Waukesha VHP-L7044GSI S5 compressor engines consisting of air/fuel ratio controls, modifications to the turbochargers, and oxidation catalyst exhaust systems consisting of interconnects, ducting, piping, and exhaust stacks. | 2023-07-17 | 2929835 | 100
25553 | T1 | EPIC Y-GRADE PIPELINE LP | ZAVALA COUNTY EPIC Y GRADE PIPELINE | EPIC Y GRADE PIPELINE LOCATED IN ZAVALA COUNTY | Zavala County | TX | 78839 | ZAVALA | CN606101020 | RN111647012 | Nondestructive pipeline testing expenditures – Radiography. | The following property is used 100% for pollution control and is installed to meet or exceed federal or state regulations: Nondestructive pipeline testing expenditures – Radiography. | 2023-04-24 | 681600 | 100
25554 | T1 | EPIC Y-GRADE PIPELINE LP | WARD COUNTY EPIC Y GRADE PIPELINE | EPIC Y GRADE PIPELINE LOCATED IN WARD COUNTY | Ward County | TX | 79788 | WARD | CN606101020 | RN111647020 | Nondestructive pipeline testing expenditures – Radiography. | The following property is used 100% for pollution control and is installed to meet or exceed federal or state regulations: Nondestructive pipeline testing expenditures – Radiography. | 2023-04-24 | 480000 | 100
25555 | T1 | EPIC Y-GRADE PIPELINE LP | UPTON COUNTY EPIC Y GRADE PIPELINE | EPIC Y GRADE PIPELINE LOCATED IN UPTON COUNTY | Upton County | TX | 79755 | UPTON | CN606101020 | RN111647038 | Nondestructive pipeline testing expenditures – Radiography. | The following property is used 100% for pollution control and is installed to meet or exceed federal or state regulations: Nondestructive pipeline testing expenditures – Radiography. | 2023-04-25 | 2617600 | 100
25556 | T1 | EPIC Y-GRADE PIPELINE LP | SUTTON COUNTY EPIC Y GRADE PIPELINE | EPIC Y GRADE PIPELINE LOCATED IN SUTTON COUNTY | Sutton County | TX | 76950 | SUTTON | CN606101020 | RN111647046 | Nondestructive pipeline testing expenditures – Radiography. | The following property is used 100% for pollution control and is installed to meet or exceed federal or state regulations: Nondestructive pipeline testing expenditures – Radiography. | 2023-04-25 | 4041600 | 100
25557 | T1 | EPIC Y-GRADE PIPELINE LP | SCHLEICHER COUNTY EPIC Y GRADE PIPELINE | EPIC Y GRADE PIPELINE LOCATED IN SCHLEICHER COUNTY | Schleicher County | TX | 76936 | SCHLEICHER | CN606101020 | RN111647053 | Nondestructive pipeline testing expenditures – Radiography. | The following property is used 100% for pollution control and is installed to meet or exceed federal or state regulations: Nondestructive pipeline testing expenditures – Radiography. | 2023-04-25 | 78840 | 100
25558 | T1 | EPIC Y-GRADE PIPELINE LP | REEVES COUNTY EPIC Y GRADE PIPELINE | EPIC Y GRADE PIPELINE LOCATED IN REEVES COUNTY | Reeves County | TX | 79772 | REEVES | CN606101020 | RN111647061 | Nondestructive pipeline testing expenditures – Radiography. | The following property is used 100% for pollution control and is installed to meet or exceed federal or state regulations: Nondestructive pipeline testing expenditures – Radiography. | 2023-04-25 | 6491680 | 100
25559 | T1 | EPIC Y-GRADE PIPELINE LP | REAGAN COUNTY EPIC Y GRADE PIPELINE | EPIC Y GRADE PIPELINE LOCATED IN REAGAN COUNTY | Reagan County | TX | 76932 | REAGAN | CN606101020 | RN111647079 | Nondestructive pipeline testing expenditures – Radiography. | The following property is used 100% for pollution control and is installed to meet or exceed federal or state regulations: Nondestructive pipeline testing expenditures – Radiography. | 2023-04-25 | 2736000 | 100
25560 | T1 | EPIC Y-GRADE PIPELINE LP | PECOS COUNTY EPIC Y GRADE PIPELINE | EPIC Y GRADE PIPELINE LOCATED IN PECOS COUNTY | Pecos County | TX | 79735 | PECOS | CN606101020 | RN111647087 | Nondestructive pipeline testing expenditures – Radiography. | The following property is used 100% for pollution control and is installed to meet or exceed federal or state regulations: Nondestructive pipeline testing expenditures – Radiography. | 2023-04-25 | 1030400 | 100
25561 | T1 | EPIC Y-GRADE PIPELINE LP | NUECES COUNTY EPIC Y GRADE PIPELINE | EPIC Y GRADE PIPELINE LOCATED IN NUECES COUNTY | Nueces County | TX | 78380 | NUECES | CN606101020 | RN111647095 | Nondestructive pipeline testing expenditures – Radiography. | The following property is used 100% for pollution control and is installed to meet or exceed federal or state regulations: Nondestructive pipeline testing expenditures – Radiography. | 2023-04-25 | 2208000 | 100
25562 | T1 | EPIC Y-GRADE PIPELINE LP | MCMULLEN COUNTY EPIC Y GRADE PIPELINE | EPIC Y GRADE PIPELINE LOCATED IN MCMULLEN COUNTY | Mcmullen County | TX | 78021 | MCMULLEN | CN606101020 | RN111647103 | Nondestructive pipeline testing expenditures – Radiography. | The following property is used 100% for pollution control and is installed to meet or exceed federal or state regulations: Nondestructive pipeline testing expenditures – Radiography. | 2023-04-25 | 182400 | 100
25563 | T1 | EPIC Y-GRADE PIPELINE LP | MAVERICK COUNTY EPIC Y GRADE PIPELINE | EPIC Y GRADE PIPELINE LOCATED IN MAVERICK COUNTY | Maverick County | TX | 78853 | MAVERICK | CN606101020 | RN111647111 | Nondestructive pipeline testing expenditures – Radiography. | The following property is used 100% for pollution control and is installed to meet or exceed federal or state regulations: Nondestructive pipeline testing expenditures – Radiography. | 2023-04-25 | 2200000 | 100
25564 | T1 | EPIC Y-GRADE PIPELINE LP | LASALLE COUNTY EPIC Y GRADE PIPELINE | EPIC Y GRADE PIPELINE LOCATED IN LA SALLE COUNTY | La Salle County | TX | 78014 | LA SALLE | CN606101020 | RN111647129 | Nondestructive pipeline testing expenditures – Radiography. | The following property is used 100% for pollution control and is installed to meet or exceed federal or state regulations: Nondestructive pipeline testing expenditures – Radiography. | 2023-04-25 | 4531200 | 100
25565 | T1 | EPIC Y-GRADE PIPELINE LP | KINNEY COUNTY EPIC Y GRADE PIPELINE | EPIC Y GRADE PIPELINE LOCATED IN KINNEY COUNTY | Kinney County | TX | 78832 | KINNEY | CN606101020 | RN111647137 | Nondestructive pipeline testing expenditures – Radiography. | The following property is used 100% for pollution control and is installed to meet or exceed federal or state regulations: Nondestructive pipeline testing expenditures – Radiography. | 2023-04-25 | 4435200 | 100
25566 | T1 | EPIC Y-GRADE PIPELINE LP | JIM WELLS COUNTY EPIC Y GRADE PIPELINE | EPIC Y GRADE PIPELINE LOCATED IN JIM WELLS COUNTY | Jim Wells County | TX | 78332 | JIM WELLS | CN606101020 | RN111647145 | Nondestructive pipeline testing expenditures – Radiography. | The following property is used 100% for pollution control and is installed to meet or exceed federal or state regulations: Nondestructive pipeline testing expenditures – Radiography. | 2023-04-25 | 1795200 | 100
25567 | T1 | EPIC Y-GRADE PIPELINE LP | EDWARDS COUNTY EPIC Y GRADE PIPELINE | EPIC Y GRADE PIPELINE LOCATED IN EDWARD COUNTY | Edwards County | TX | 78880 | EDWARDS | CN606101020 | RN111647152 | Nondestructive pipeline testing expenditures – Radiography. | The following property is used 100% for pollution control and is installed to meet or exceed federal or state regulations: Nondestructive pipeline testing expenditures – Radiography. | 2023-04-25 | 5558400 | 100
25568 | T1 | EPIC Y-GRADE PIPELINE LP | DUVAL COUNTY EPIC Y GRADE PIPELINE | EPIC Y GRADE PIPELINE LOCATED IN DUVAL COUNTY | Duval County | TX | 78357 | DUVAL | CN606101020 | RN111647160 | Nondestructive pipeline testing expenditures – Radiography. | The following property is used 100% for pollution control and is installed to meet or exceed federal or state regulations: Nondestructive pipeline testing expenditures – Radiography. | 2023-04-25 | 4051200 | 100
25569 | T1 | EPIC Y-GRADE PIPELINE LP | DIMMIT COUNTY EPIC Y GRADE PIPELINE | EPIC Y GRADE PIPELINE LOCATED IN DIMMIT COUNTY | Dimmit County | TX | 78834 | DIMMIT | CN606101020 | RN111647186 | Nondestructive pipeline testing expenditures – Radiography. | The following property is used 100% for pollution control and is installed to meet or exceed federal or state regulations: Nondestructive pipeline testing expenditures – Radiography. | 2023-04-25 | 5731200 | 100
25570 | T1 | EPIC Y-GRADE PIPELINE LP | CULBERSON COUNTY EPIC Y GRADE PIPELINE | EPIC Y GRADE PIPELINE | Culberson County | TX | 79855 | CULBERSON | CN606101020 | RN111647178 | Nondestructive pipeline testing expenditures – Radiography. | The following property is used 100% for pollution control and is installed to meet or exceed federal or state regulations: Nondestructive pipeline testing expenditures – Radiography. | 2023-04-26 | 297600 | 100
25571 | T1 | EPIC Y-GRADE PIPELINE LP | CROCKETT COUNTY EPIC Y GRADE PIPELINE | EPIC Y GRADE PIPELINE LOCATED IN CROCKETT COUNTY | Crockett County | TX | 76943 | CROCKETT | CN606101020 | RN111647194 | Nondestructive pipeline testing expenditures – Radiography. | The following property is used 100% for pollution control and is installed to meet or exceed federal or state regulations: Nondestructive pipeline testing expenditures – Radiography. | 2023-04-26 | 4156800 | 100
25572 | T1 | EPIC Y-GRADE PIPELINE LP | CRANE COUNTY EPIC Y-GRADE PIPELINE | EPIC Y-GRADE PIPELINE LOCATED IN CRANE COUNTY | Crane County | TX | 79731 | CRANE | CN606101020 | RN111646469 | Nondestructive pipeline testing expenditures – Radiography. | The following property is used 100% for pollution control and is installed to meet or exceed federal or state regulations: Nondestructive pipeline testing expenditures – Radiography. | 2023-04-26 | 1830400 | 100
25573 | T1 | EPIC Y-GRADE PIPELINE LP | MCMULLEN COUNTY EPIC Y GRADE PIPELINE | EPIC Y GRADE PIPELINE LOCATED IN MCMULLEN COUNTY | Mcmullen County | TX | 78021 | MCMULLEN | CN606101020 | RN111647103 | Automatic Shut Off Valves (block valves equipped with an actuator to close the valves) installed at intervals along the pipeline. | The following property is used 100% for pollution control and is installed to meet or exceed federal or state regulations: Automatic Shut Off Valves (block valves equipped with an actuator to close the valves) installed at intervals along the pipeline. | 2023-04-29 | 25080 | 100
25574 | T1 | EPIC Y-GRADE PIPELINE LP | WARD COUNTY EPIC Y GRADE PIPELINE | EPIC Y GRADE PIPELINE LOCATED IN WARD COUNTY | Ward County | TX | 79788 | WARD | CN606101020 | RN111647020 | Automatic Shut Off Valves (block valves equipped with an actuator to close the valves) installed at intervals along the pipeline. | The following property is used 100% for pollution control and is installed to meet or exceed federal or state regulations: Automatic Shut Off Valves (block valves equipped with an actuator to close the valves) installed at intervals along the pipeline. | 2023-04-29 | 66000 | 100
25575 | T1 | EPIC Y-GRADE PIPELINE LP | UPTON COUNTY EPIC Y GRADE PIPELINE | EPIC Y GRADE PIPELINE LOCATED IN UPTON COUNTY | Upton County | TX | 79755 | UPTON | CN606101020 | RN111647038 | Automatic Shut Off Valves (block valves equipped with an actuator to close the valves) installed at intervals along the pipeline. | The following property is used 100% for pollution control and is installed to meet or exceed federal or state regulations: Automatic Shut Off Valves (block valves equipped with an actuator to close the valves) installed at intervals along the pipeline. | 2023-04-29 | 359920 | 100
25576 | T1 | EPIC Y-GRADE PIPELINE LP | SUTTON COUNTY EPIC Y GRADE PIPELINE | EPIC Y GRADE PIPELINE LOCATED IN SUTTON COUNTY | Sutton County | TX | 76950 | SUTTON | CN606101020 | RN111647046 | Automatic Shut Off Valves (block valves equipped with an actuator to close the valves) installed at intervals along the pipeline. | The following property is used 100% for pollution control and is installed to meet or exceed federal or state regulations: Automatic Shut Off Valves (block valves equipped with an actuator to close the valves) installed at intervals along the pipeline. | 2023-04-29 | 555720 | 100
25577 | T1 | EPIC Y-GRADE PIPELINE LP | SCHLEICHER COUNTY EPIC Y GRADE PIPELINE | EPIC Y GRADE PIPELINE LOCATED IN SCHLEICHER COUNTY | Schleicher County | TX | 76936 | SCHLEICHER | CN606101020 | RN111647053 | Automatic Shut Off Valves (block valves equipped with an actuator to close the valves) installed at intervals along the pipeline. | The following property is used 100% for pollution control and is installed to meet or exceed federal or state regulations: Automatic Shut Off Valves (block valves equipped with an actuator to close the valves) installed at intervals along the pipeline. | 2023-04-29 | 10841 | 100
25578 | T1 | EPIC Y-GRADE PIPELINE LP | REEVES COUNTY EPIC Y GRADE PIPELINE | EPIC Y GRADE PIPELINE LOCATED IN REEVES COUNTY | Reeves County | TX | 79772 | REEVES | CN606101020 | RN111647061 | Automatic Shut Off Valves (block valves equipped with an actuator to close the valves) installed at intervals along the pipeline. | The following property is used 100% for pollution control and is installed to meet or exceed federal or state regulations: Automatic Shut Off Valves (block valves equipped with an actuator to close the valves) installed at intervals along the pipeline. | 2023-04-29 | 892606 | 100
25579 | T1 | EPIC Y-GRADE PIPELINE LP | REAGAN COUNTY EPIC Y GRADE PIPELINE | EPIC Y GRADE PIPELINE LOCATED IN REAGAN COUNTY | Reagan County | TX | 76932 | REAGAN | CN606101020 | RN111647079 | Automatic Shut Off Valves (block valves equipped with an actuator to close the valves) installed at intervals along the pipeline. | The following property is used 100% for pollution control and is installed to meet or exceed federal or state regulations: Automatic Shut Off Valves (block valves equipped with an actuator to close the valves) installed at intervals along the pipeline. | 2023-04-29 | 376200 | 100
25580 | T1 | EPIC Y-GRADE PIPELINE LP | PECOS COUNTY EPIC Y GRADE PIPELINE | EPIC Y GRADE PIPELINE LOCATED IN PECOS COUNTY | Pecos County | TX | 79735 | PECOS | CN606101020 | RN111647087 | Automatic Shut Off Valves (block valves equipped with an actuator to close the valves) installed at intervals along the pipeline. | The following property is used 100% for pollution control and is installed to meet or exceed federal or state regulations: Automatic Shut Off Valves (block valves equipped with an actuator to close the valves) installed at intervals along the pipeline. | 2023-04-29 | 141680 | 100
25581 | T1 | EPIC Y-GRADE PIPELINE LP | NUECES COUNTY EPIC Y GRADE PIPELINE | EPIC Y GRADE PIPELINE LOCATED IN NUECES COUNTY | Nueces County | TX | 78380 | NUECES | CN606101020 | RN111647095 | Automatic Shut Off Valves (block valves equipped with an actuator to close the valves) installed at intervals along the pipeline. | The following property is used 100% for pollution control and is installed to meet or exceed federal or state regulations: Automatic Shut Off Valves (block valves equipped with an actuator to close the valves) installed at intervals along the pipeline. | 2023-04-29 | 303600 | 100
25582 | T1 | EPIC Y-GRADE PIPELINE LP | ZAVALA COUNTY EPIC Y GRADE PIPELINE | EPIC Y GRADE PIPELINE LOCATED IN ZAVALA COUNTY | Zavala County | TX | 78839 | ZAVALA | CN606101020 | RN111647012 | Automatic Shut Off Valves (block valves equipped with an actuator to close the valves) installed at intervals along the pipeline. | The following property is used 100% for pollution control and is installed to meet or exceed federal or state regulations: Automatic Shut Off Valves (block valves equipped with an actuator to close the valves) installed at intervals along the pipeline. | 2023-04-29 | 93720 | 100
25583 | T1 | EPIC Y-GRADE PIPELINE LP | MAVERICK COUNTY EPIC Y GRADE PIPELINE | EPIC Y GRADE PIPELINE LOCATED IN MAVERICK COUNTY | Maverick County | TX | 78853 | MAVERICK | CN606101020 | RN111647111 | Automatic Shut Off Valves (block valves equipped with an actuator to close the valves) installed at intervals along the pipeline. | The following property is used 100% for pollution control and is installed to meet or exceed federal or state regulations: Automatic Shut Off Valves (block valves equipped with an actuator to close the valves) installed at intervals along the pipeline. | 2023-04-29 | 302500 | 100
25584 | T1 | EPIC Y-GRADE PIPELINE LP | LASALLE COUNTY EPIC Y GRADE PIPELINE | EPIC Y GRADE PIPELINE LOCATED IN LA SALLE COUNTY | La Salle County | TX | 78014 | LA SALLE | CN606101020 | RN111647129 | Automatic Shut Off Valves (block valves equipped with an actuator to close the valves) installed at intervals along the pipeline. | The following property is used 100% for pollution control and is installed to meet or exceed federal or state regulations: Automatic Shut Off Valves (block valves equipped with an actuator to close the valves) installed at intervals along the pipeline. | 2023-04-29 | 623040 | 100
25585 | T1 | EPIC Y-GRADE PIPELINE LP | KINNEY COUNTY EPIC Y GRADE PIPELINE | EPIC Y GRADE PIPELINE LOCATED IN KINNEY COUNTY | Kinney County | TX | 78832 | KINNEY | CN606101020 | RN111647137 | Automatic Shut Off Valves (block valves equipped with an actuator to close the valves) installed at intervals along the pipeline. | The following property is used 100% for pollution control and is installed to meet or exceed federal or state regulations: Automatic Shut Off Valves (block valves equipped with an actuator to close the valves) installed at intervals along the pipeline. | 2023-04-29 | 609840 | 100
25586 | T1 | EPIC Y-GRADE PIPELINE LP | JIM WELLS COUNTY EPIC Y GRADE PIPELINE | EPIC Y GRADE PIPELINE LOCATED IN JIM WELLS COUNTY | Jim Wells County | TX | 78332 | JIM WELLS | CN606101020 | RN111647145 | Automatic Shut Off Valves (block valves equipped with an actuator to close the valves) installed at intervals along the pipeline. | The following property is used 100% for pollution control and is installed to meet or exceed federal or state regulations: Automatic Shut Off Valves (block valves equipped with an actuator to close the valves) installed at intervals along the pipeline. | 2023-04-29 | 246840 | 100
25587 | T1 | EPIC Y-GRADE PIPELINE LP | EDWARDS COUNTY EPIC Y GRADE PIPELINE | EPIC Y GRADE PIPELINE LOCATED IN EDWARD COUNTY | Edwards County | TX | 78880 | EDWARDS | CN606101020 | RN111647152 | Automatic Shut Off Valves (block valves equipped with an actuator to close the valves) installed at intervals along the pipeline. | The following property is used 100% for pollution control and is installed to meet or exceed federal or state regulations: Automatic Shut Off Valves (block valves equipped with an actuator to close the valves) installed at intervals along the pipeline. | 2023-04-29 | 764280 | 100
25588 | T1 | EPIC Y-GRADE PIPELINE LP | DUVAL COUNTY EPIC Y GRADE PIPELINE | EPIC Y GRADE PIPELINE LOCATED IN DUVAL COUNTY | Duval County | TX | 78357 | DUVAL | CN606101020 | RN111647160 | Automatic Shut Off Valves (block valves equipped with an actuator to close the valves) installed at intervals along the pipeline. | The following property is used 100% for pollution control and is installed to meet or exceed federal or state regulations: Automatic Shut Off Valves (block valves equipped with an actuator to close the valves) installed at intervals along the pipeline. | 2023-04-29 | 557040 | 100
25589 | T1 | EPIC Y-GRADE PIPELINE LP | DIMMIT COUNTY EPIC Y GRADE PIPELINE | EPIC Y GRADE PIPELINE LOCATED IN DIMMIT COUNTY | Dimmit County | TX | 78834 | DIMMIT | CN606101020 | RN111647186 | Automatic Shut Off Valves (block valves equipped with an actuator to close the valves) installed at intervals along the pipeline. | The following property is used 100% for pollution control and is installed to meet or exceed federal or state regulations: Automatic Shut Off Valves (block valves equipped with an actuator to close the valves) installed at intervals along the pipeline. | 2023-04-29 | 788040 | 100
25590 | T1 | EPIC Y-GRADE PIPELINE LP | CULBERSON COUNTY EPIC Y GRADE PIPELINE | EPIC Y GRADE PIPELINE | Culberson County | TX | 79855 | CULBERSON | CN606101020 | RN111647178 | Automatic Shut Off Valves (block valves equipped with an actuator to close the valves) installed at intervals along the pipeline. | The following property is used 100% for pollution control and is installed to meet or exceed federal or state regulations: Automatic Shut Off Valves (block valves equipped with an actuator to close the valves) installed at intervals along the pipeline. | 2023-04-29 | 40920 | 100
25591 | T1 | EPIC Y-GRADE PIPELINE LP | CROCKETT COUNTY EPIC Y GRADE PIPELINE | EPIC Y GRADE PIPELINE LOCATED IN CROCKETT COUNTY | Crockett County | TX | 76943 | CROCKETT | CN606101020 | RN111647194 | Automatic Shut Off Valves (block valves equipped with an actuator to close the valves) installed at intervals along the pipeline. | The following property is used 100% for pollution control and is installed to meet or exceed federal or state regulations: Automatic Shut Off Valves (block valves equipped with an actuator to close the valves) installed at intervals along the pipeline. | 2023-04-29 | 571560 | 100
25592 | T1 | EPIC Y-GRADE PIPELINE LP | CRANE COUNTY EPIC Y-GRADE PIPELINE | EPIC Y-GRADE PIPELINE LOCATED IN CRANE COUNTY | Crane County | TX | 79731 | CRANE | CN606101020 | RN111646469 | Automatic Shut Off Valves (block valves equipped with an actuator to close the valves) installed at intervals along the pipeline. | The following property is used 100% for pollution control and is installed to meet or exceed federal or state regulations: Automatic Shut Off Valves (block valves equipped with an actuator to close the valves) installed at intervals along the pipeline. | 2023-04-29 | 251680 | 100
25593 | T1 | EPIC Y-GRADE PIPELINE LP | ZAVALA COUNTY EPIC Y GRADE PIPELINE | EPIC Y GRADE PIPELINE LOCATED IN ZAVALA COUNTY | Zavala County | TX | 78839 | ZAVALA | CN606101020 | RN111647012 | Sedimentation and erosion controls consisting of slope breakers, silt fences, sedimentation barriers, staked hay or straw bales, matting and diking. | The following property is used 100% for pollution control and is installed to meet or exceed federal or state regulations: Sedimentation and erosion controls consisting of slope breakers, silt fences, sedimentation barriers, staked hay or straw bales, matting and diking. | 2023-03-27 | 852000 | 100
25594 | T1 | EPIC Y-GRADE PIPELINE LP | WARD COUNTY EPIC Y GRADE PIPELINE | EPIC Y GRADE PIPELINE LOCATED IN WARD COUNTY | Ward County | TX | 79788 | WARD | CN606101020 | RN111647020 | Sedimentation and erosion controls consisting of slope breakers, silt fences, sedimentation barriers, staked hay or straw bales, matting and diking. | The following property is used 100% for pollution control and is installed to meet or exceed federal or state regulations: Sedimentation and erosion controls consisting of slope breakers, silt fences, sedimentation barriers, staked hay or straw bales, matting and diking. | 2023-03-27 | 600000 | 100
25595 | T1 | EPIC Y-GRADE PIPELINE LP | UPTON COUNTY EPIC Y GRADE PIPELINE | EPIC Y GRADE PIPELINE LOCATED IN UPTON COUNTY | Upton County | TX | 79755 | UPTON | CN606101020 | RN111647038 | Sedimentation and erosion controls consisting of slope breakers, silt fences, sedimentation barriers, staked hay or straw bales, matting and diking. | The following property is used 100% for pollution control and is installed to meet or exceed federal or state regulations: Sedimentation and erosion controls consisting of slope breakers, silt fences, sedimentation barriers, staked hay or straw bales, matting and diking. | 2023-03-27 | 3272000 | 100
25596 | T1 | EPIC Y-GRADE PIPELINE LP | SUTTON COUNTY EPIC Y GRADE PIPELINE | EPIC Y GRADE PIPELINE LOCATED IN SUTTON COUNTY | Sutton County | TX | 76950 | SUTTON | CN606101020 | RN111647046 | Sedimentation and erosion controls consisting of slope breakers, silt fences, sedimentation barriers, staked hay or straw bales, matting and diking. | The following property is used 100% for pollution control and is installed to meet or exceed federal or state regulations: Sedimentation and erosion controls consisting of slope breakers, silt fences, sedimentation barriers, staked hay or straw bales, matting and diking. | 2023-03-27 | 5052000 | 100
25597 | T1 | EPIC Y-GRADE PIPELINE LP | SCHLEICHER COUNTY EPIC Y GRADE PIPELINE | EPIC Y GRADE PIPELINE LOCATED IN SCHLEICHER COUNTY | Schleicher County | TX | 76936 | SCHLEICHER | CN606101020 | RN111647053 | Sedimentation and erosion controls consisting of slope breakers, silt fences, sedimentation barriers, staked hay or straw bales, matting and diking. | The following property is used 100% for pollution control and is installed to meet or exceed federal or state regulations: Sedimentation and erosion controls consisting of slope breakers, silt fences, sedimentation barriers, staked hay or straw bales, matting and diking. | 2023-03-27 | 98550 | 100
25598 | T1 | EPIC Y-GRADE PIPELINE LP | REEVES COUNTY EPIC Y GRADE PIPELINE | EPIC Y GRADE PIPELINE LOCATED IN REEVES COUNTY | Reeves County | TX | 79772 | REEVES | CN606101020 | RN111647061 | Sedimentation and erosion controls consisting of slope breakers, silt fences, sedimentation barriers, staked hay or straw bales, matting and diking. | The following property is used 100% for pollution control and is installed to meet or exceed federal or state regulations: Sedimentation and erosion controls consisting of slope breakers, silt fences, sedimentation barriers, staked hay or straw bales, matting and diking. | 2023-03-27 | 8114600 | 100
25599 | T1 | EPIC Y-GRADE PIPELINE LP | REAGAN COUNTY EPIC Y GRADE PIPELINE | EPIC Y GRADE PIPELINE LOCATED IN REAGAN COUNTY | Reagan County | TX | 76932 | REAGAN | CN606101020 | RN111647079 | Sedimentation and erosion controls consisting of slope breakers, silt fences, sedimentation barriers, staked hay or straw bales, matting and diking. | The following property is used 100% for pollution control and is installed to meet or exceed federal or state regulations: Sedimentation and erosion controls consisting of slope breakers, silt fences, sedimentation barriers, staked hay or straw bales, matting and diking. | 2023-03-27 | 3420000 | 100
25600 | T1 | EPIC Y-GRADE PIPELINE LP | PECOS COUNTY EPIC Y GRADE PIPELINE | EPIC Y GRADE PIPELINE LOCATED IN PECOS COUNTY | Pecos County | TX | 79735 | PECOS | CN606101020 | RN111647087 | Sedimentation and erosion controls consisting of slope breakers, silt fences, sedimentation barriers, staked hay or straw bales, matting and diking. | The following property is used 100% for pollution control and is installed to meet or exceed federal or state regulations: Sedimentation and erosion controls consisting of slope breakers, silt fences, sedimentation barriers, staked hay or straw bales, matting and diking. | 2023-03-27 | 1288000 | 100
25601 | T1 | EPIC Y-GRADE PIPELINE LP | NUECES COUNTY EPIC Y GRADE PIPELINE | EPIC Y GRADE PIPELINE LOCATED IN NUECES COUNTY | Nueces County | TX | 78380 | NUECES | CN606101020 | RN111647095 | Sedimentation and erosion controls consisting of slope breakers, silt fences, sedimentation barriers, staked hay or straw bales, matting and diking. | The following property is used 100% for pollution control and is installed to meet or exceed federal or state regulations: Sedimentation and erosion controls consisting of slope breakers, silt fences, sedimentation barriers, staked hay or straw bales, matting and diking. | 2023-03-27 | 2760000 | 100
25602 | T1 | EPIC Y-GRADE PIPELINE LP | MCMULLEN COUNTY EPIC Y GRADE PIPELINE | EPIC Y GRADE PIPELINE LOCATED IN MCMULLEN COUNTY | Mcmullen County | TX | 78021 | MCMULLEN | CN606101020 | RN111647103 | Sedimentation and erosion controls consisting of slope breakers, silt fences, sedimentation barriers, staked hay or straw bales, matting and diking. | The following property is used 100% for pollution control and is installed to meet or exceed federal or state regulations: Sedimentation and erosion controls consisting of slope breakers, silt fences, sedimentation barriers, staked hay or straw bales, matting and diking. | 2023-03-27 | 228000 | 100
25603 | T1 | EPIC Y-GRADE PIPELINE LP | MAVERICK COUNTY EPIC Y GRADE PIPELINE | EPIC Y GRADE PIPELINE LOCATED IN MAVERICK COUNTY | Maverick County | TX | 78853 | MAVERICK | CN606101020 | RN111647111 | Sedimentation and erosion controls consisting of slope breakers, silt fences, sedimentation barriers, staked hay or straw bales, matting and diking. | The following property is used 100% for pollution control and is installed to meet or exceed federal or state regulations: Sedimentation and erosion controls consisting of slope breakers, silt fences, sedimentation barriers, staked hay or straw bales, matting and diking. | 2023-03-27 | 2750000 | 100
25604 | T1 | EPIC Y-GRADE PIPELINE LP | LASALLE COUNTY EPIC Y GRADE PIPELINE | EPIC Y GRADE PIPELINE LOCATED IN LA SALLE COUNTY | La Salle County | TX | 78014 | LA SALLE | CN606101020 | RN111647129 | Sedimentation and erosion controls consisting of slope breakers, silt fences, sedimentation barriers, staked hay or straw bales, matting and diking. | The following property is used 100% for pollution control and is installed to meet or exceed federal or state regulations: Sedimentation and erosion controls consisting of slope breakers, silt fences, sedimentation barriers, staked hay or straw bales, matting and diking. | 2023-03-27 | 5664000 | 100
25605 | T1 | EPIC Y-GRADE PIPELINE LP | KINNEY COUNTY EPIC Y GRADE PIPELINE | EPIC Y GRADE PIPELINE LOCATED IN KINNEY COUNTY | Kinney County | TX | 78832 | KINNEY | CN606101020 | RN111647137 | Sedimentation and erosion controls consisting of slope breakers, silt fences, sedimentation barriers, staked hay or straw bales, matting and diking. | The following property is used 100% for pollution control and is installed to meet or exceed federal or state regulations: Sedimentation and erosion controls consisting of slope breakers, silt fences, sedimentation barriers, staked hay or straw bales, matting and diking. | 2023-03-27 | 5544000 | 100
25606 | T1 | EPIC Y-GRADE PIPELINE LP | JIM WELLS COUNTY EPIC Y GRADE PIPELINE | EPIC Y GRADE PIPELINE LOCATED IN JIM WELLS COUNTY | Jim Wells County | TX | 78332 | JIM WELLS | CN606101020 | RN111647145 | Sedimentation and erosion controls consisting of slope breakers, silt fences, sedimentation barriers, staked hay or straw bales, matting and diking. | The following property is used 100% for pollution control and is installed to meet or exceed federal or state regulations: Sedimentation and erosion controls consisting of slope breakers, silt fences, sedimentation barriers, staked hay or straw bales, matting and diking. | 2023-03-27 | 2244000 | 100
25607 | T1 | EPIC Y-GRADE PIPELINE LP | EDWARDS COUNTY EPIC Y GRADE PIPELINE | EPIC Y GRADE PIPELINE LOCATED IN EDWARD COUNTY | Edwards County | TX | 78880 | EDWARDS | CN606101020 | RN111647152 | Sedimentation and erosion controls consisting of slope breakers, silt fences, sedimentation barriers, staked hay or straw bales, matting and diking. | The following property is used 100% for pollution control and is installed to meet or exceed federal or state regulations: Sedimentation and erosion controls consisting of slope breakers, silt fences, sedimentation barriers, staked hay or straw bales, matting and diking. | 2023-03-27 | 6948000 | 100
25608 | T1 | EPIC Y-GRADE PIPELINE LP | DUVAL COUNTY EPIC Y GRADE PIPELINE | EPIC Y GRADE PIPELINE LOCATED IN DUVAL COUNTY | Duval County | TX | 78357 | DUVAL | CN606101020 | RN111647160 | Sedimentation and erosion controls consisting of slope breakers, silt fences, sedimentation barriers, staked hay or straw bales, matting and diking. | The following property is used 100% for pollution control and is installed to meet or exceed federal or state regulations: Sedimentation and erosion controls consisting of slope breakers, silt fences, sedimentation barriers, staked hay or straw bales, matting and diking. | 2023-03-27 | 5064000 | 100
25609 | T1 | EPIC Y-GRADE PIPELINE LP | DIMMIT COUNTY EPIC Y GRADE PIPELINE | EPIC Y GRADE PIPELINE LOCATED IN DIMMIT COUNTY | Dimmit County | TX | 78834 | DIMMIT | CN606101020 | RN111647186 | Sedimentation and erosion controls consisting of slope breakers, silt fences, sedimentation barriers, staked hay or straw bales, matting and diking. | The following property is used 100% for pollution control and is installed to meet or exceed federal or state regulations: Sedimentation and erosion controls consisting of slope breakers, silt fences, sedimentation barriers, staked hay or straw bales, matting and diking. | 2023-03-27 | 7164000 | 100
25610 | T1 | EPIC Y-GRADE PIPELINE LP | CULBERSON COUNTY EPIC Y GRADE PIPELINE | EPIC Y GRADE PIPELINE | Culberson County | TX | 79855 | CULBERSON | CN606101020 | RN111647178 | Sedimentation and erosion controls consisting of slope breakers, silt fences, sedimentation barriers, staked hay or straw bales, matting and diking. | The following property is used 100% for pollution control and is installed to meet or exceed federal or state regulations: Sedimentation and erosion controls consisting of slope breakers, silt fences, sedimentation barriers, staked hay or straw bales, matting and diking. | 2023-03-27 | 372000 | 100
25611 | T1 | EPIC Y-GRADE PIPELINE LP | CROCKETT COUNTY EPIC Y GRADE PIPELINE | EPIC Y GRADE PIPELINE LOCATED IN CROCKETT COUNTY | Crockett County | TX | 76943 | CROCKETT | CN606101020 | RN111647194 | Sedimentation and erosion controls consisting of slope breakers, silt fences, sedimentation barriers, staked hay or straw bales, matting and diking. | The following property is used 100% for pollution control and is installed to meet or exceed federal or state regulations: Sedimentation and erosion controls consisting of slope breakers, silt fences, sedimentation barriers, staked hay or straw bales, matting and diking. | 2023-03-27 | 5196000 | 100
25612 | T1 | EPIC Y-GRADE PIPELINE LP | CRANE COUNTY EPIC Y-GRADE PIPELINE | EPIC Y-GRADE PIPELINE LOCATED IN CRANE COUNTY | Crane County | TX | 79731 | CRANE | CN606101020 | RN111646469 | Sedimentation and erosion controls consisting of slope breakers, silt fences, sedimentation barriers, staked hay or straw bales, matting and diking. | The following property is used 100% for pollution control and is installed to meet or exceed federal or state regulations: Sedimentation and erosion controls consisting of slope breakers, silt fences, sedimentation barriers, staked hay or straw bales, matting and diking. | 2023-03-27 | 2288000 | 100
25613 | T1 | EPIC CRUDE PIPELINE LP | ZAVALA COUNTY EPIC CRUDE PIPELINE | EPIC CRUDE PIPELINE LOCATED IN ZAVALA COUNTY | Zavala County | TX | 78839 | ZAVALA | CN606101038 | RN111646816 | Nondestructive pipeline testing expenditures – Radiography. | The following property is used 100% for pollution control and is installed to meet or exceed federal or state regulations: Nondestructive pipeline testing expenditures – Radiography. | 2023-04-26 | 840000 | 100
25614 | T1 | EPIC CRUDE PIPELINE LP | WINKLER COUNTY EPIC CRUDE PIPELINE | EPIC CRUDE PIPELINE LOCATED IN WINKLER COUNTY | Winkler County | TX | 79789 | WINKLER | CN606101038 | RN111646824 | Nondestructive pipeline testing expenditures – Radiography. | The following property is used 100% for pollution control and is installed to meet or exceed federal or state regulations: Nondestructive pipeline testing expenditures – Radiography. | 2023-04-26 | 731520 | 100
25615 | T1 | EPIC CRUDE PIPELINE LP | WARD COUNTY EPIC CRUDE PIPELINE | EPIC CRUDE PIPELINE LOCATED IN WARD COUNTY | Ward County | TX | 79788 | WARD | CN606101038 | RN111646832 | Nondestructive pipeline testing expenditures – Radiography. | The following property is used 100% for pollution control and is installed to meet or exceed federal or state regulations: Nondestructive pipeline testing expenditures – Radiography. | 2023-04-26 | 2694720 | 100
25616 | T1 | EPIC CRUDE PIPELINE LP | UPTON COUNTY EPIC CRUDE PIPELINE | EPIC CRUDE PIPELINE LOCATED IN UPTON COUNTY | Upton County | TX | 79755 | UPTON | CN606101038 | RN111646840 | Nondestructive pipeline testing expenditures – Radiography. | The following property is used 100% for pollution control and is installed to meet or exceed federal or state regulations: Nondestructive pipeline testing expenditures – Radiography. | 2023-04-26 | 4765200 | 100
25617 | T1 | EPIC CRUDE PIPELINE LP | SUTTON COUNTY EPIC CRUDE PIPELINE | EPIC CRUDE PIPELINE LOCATED IN SUTTON COUNTY | Sutton County | TX | 76950 | SUTTON | CN606101038 | RN111646857 | Nondestructive pipeline testing expenditures – Radiography. | The following property is used 100% for pollution control and is installed to meet or exceed federal or state regulations: Nondestructive pipeline testing expenditures – Radiography. | 2023-04-26 | 5040000 | 100
25618 | T1 | EPIC CRUDE PIPELINE LP | SCHLEICHER COUNTY EPIC CRUDE PIPELINE | EPIC CRUDE PIPELINE LOCATED IN SCHLEICHER COUNTY | Schleicher County | TX | 76936 | SCHLEICHER | CN606101038 | RN111646865 | Nondestructive pipeline testing expenditures – Radiography. | The following property is used 100% for pollution control and is installed to meet or exceed federal or state regulations: Nondestructive pipeline testing expenditures – Radiography. | 2023-04-26 | 69600 | 100
25619 | T1 | EPIC CRUDE PIPELINE LP | REEVES COUNTY EPIC CRUDE PIPELINE | EPIC CRUDE PIPELINE LOCATED IN REEVES COUNTY | Reeves County | TX | 79772 | REEVES | CN606101038 | RN111646873 | Nondestructive pipeline testing expenditures – Radiography. | The following property is used 100% for pollution control and is installed to meet or exceed federal or state regulations: Nondestructive pipeline testing expenditures – Radiography. | 2023-04-26 | 4980320 | 100
25620 | T1 | EPIC CRUDE PIPELINE LP | REAGAN COUNTY EPIC CRUDE PIPELINE | EPIC CRUDE PIPELINE LOCATED IN REAGAN COUNTY | Reagan County | TX | 76932 | REAGAN | CN606101038 | RN111646881 | Nondestructive pipeline testing expenditures – Radiography. | The following property is used 100% for pollution control and is installed to meet or exceed federal or state regulations: Nondestructive pipeline testing expenditures – Radiography. | 2023-04-26 | 3423600 | 100
25621 | T1 | EPIC CRUDE PIPELINE LP | PECOS COUNTY EPIC CRUDE PIPELINE | EPIC CRUDE PIPELINE LOCATED IN PECOS COUNTY | Pecos County | TX | 79735 | PECOS | CN606101038 | RN111646899 | Nondestructive pipeline testing expenditures – Radiography. | The following property is used 100% for pollution control and is installed to meet or exceed federal or state regulations: Nondestructive pipeline testing expenditures – Radiography. | 2023-04-26 | 860160 | 100
25622 | T1 | EPIC CRUDE PIPELINE LP | NUECES COUNTY EPIC CRUDE PIPELINE | EPIC CRUDE PIPELINE LOCATED IN NUECES COUNTY | Nueces County | TX | 78380 | NUECES | CN606101038 | RN111646907 | Nondestructive pipeline testing expenditures – Radiography. | The following property is used 100% for pollution control and is installed to meet or exceed federal or state regulations: Nondestructive pipeline testing expenditures – Radiography. | 2023-04-26 | 5144400 | 100
25623 | T1 | EPIC CRUDE PIPELINE LP | MCMULLEN COUNTY EPIC CRUDE PIPELINE | EPIC CRUDE PIPELINE LOCATED IN MCMULLEN COUNTY | Mcmullen County | TX | 78021 | MCMULLEN | CN606101038 | RN111646915 | Nondestructive pipeline testing expenditures – Radiography. | The following property is used 100% for pollution control and is installed to meet or exceed federal or state regulations: Nondestructive pipeline testing expenditures – Radiography. | 2023-04-26 | 240000 | 100
25624 | T1 | EPIC CRUDE PIPELINE LP | MAVERICK COUNTY EPIC CRUDE PIPELINE | EPIC CRUDE PIPELINE LOCATED IN MAVERICK COUNTY | Maverick County | TX | 78853 | MAVERICK | CN606101038 | RN111646923 | Nondestructive pipeline testing expenditures – Radiography. | The following property is used 100% for pollution control and is installed to meet or exceed federal or state regulations: Nondestructive pipeline testing expenditures – Radiography. | 2023-04-26 | 3300000 | 100
25625 | T1 | EPIC CRUDE PIPELINE LP | LASALLE COUNTY EPIC CRUDE PIPELINE | EPIC CRUDE PIPELINE LOCATED IN LA SALLE COUNTY | La Salle County | TX | 78014 | LA SALLE | CN606101038 | RN111646931 | Nondestructive pipeline testing expenditures – Radiography. | The following property is used 100% for pollution control and is installed to meet or exceed federal or state regulations: Nondestructive pipeline testing expenditures – Radiography. | 2023-04-26 | 3776000 | 100
25626 | T1 | EPIC CRUDE PIPELINE LP | KINNEY COUNTY EPIC CRUDE PIPELINE | EPIC CRUDE PIPELINE LOCATED IN KINNEY COUNTY | Kinney County | TX | 78832 | KINNEY | CN606101038 | RN111646949 | Nondestructive pipeline testing expenditures – Radiography. | The following property is used 100% for pollution control and is installed to meet or exceed federal or state regulations: Nondestructive pipeline testing expenditures – Radiography. | 2023-04-26 | 5548800 | 100
25627 | T1 | EPIC CRUDE PIPELINE LP | JIM WELLS COUNTY EPIC CRUDE PIPELINE | EPIC CRUDE PIPELINE LOCATED IN JIM WELLS COUNTY | Jim Wells County | TX | 78332 | JIM WELLS | CN606101038 | RN111646956 | Nondestructive pipeline testing expenditures – Radiography. | The following property is used 100% for pollution control and is installed to meet or exceed federal or state regulations: Nondestructive pipeline testing expenditures – Radiography. | 2023-04-26 | 2289600 | 100
25628 | T1 | EPIC CRUDE PIPELINE LP | EDWARDS COUNTY EPIC CRUDE PIPELINE | EPIC CRUDE PIPELINE LOCATED IN EDWARDS COUNTY | Edwards County | TX | 78880 | EDWARDS | CN606101038 | RN111646964 | Nondestructive pipeline testing expenditures – Radiography. | The following property is used 100% for pollution control and is installed to meet or exceed federal or state regulations: Nondestructive pipeline testing expenditures – Radiography. | 2023-04-26 | 6960000 | 100
25629 | T1 | EPIC CRUDE PIPELINE LP | DUVAL COUNTY EPIC CRUDE PIPELINE | EPIC CRUDE PIPELINE LOCATED IN DUVAL COUNTY | Duval County | TX | 78357 | DUVAL | CN606101038 | RN111646972 | Nondestructive pipeline testing expenditures – Radiography. | The following property is used 100% for pollution control and is installed to meet or exceed federal or state regulations: Nondestructive pipeline testing expenditures – Radiography. | 2023-04-26 | 5085600 | 100
25630 | T1 | EPIC CRUDE PIPELINE LP | DIMMIT COUNTY EPIC CRUDE PIPELINE | EPIC CRUDE PIPELINE LOCATED IN DIMMIT COUNTY | Dimmit County | TX | 78834 | DIMMIT | CN606101038 | RN111646980 | Nondestructive pipeline testing expenditures – Radiography. | The following property is used 100% for pollution control and is installed to meet or exceed federal or state regulations: Nondestructive pipeline testing expenditures – Radiography. | 2023-04-26 | 7140000 | 100
25631 | T1 | EPIC CRUDE PIPELINE LP | CROCKETT COUNTY EPIC CRUDE PIPELINE | EPIC CRUDE PIPELINE LOCATED IN CROCKETT COUNTY | Crockett County | TX | 76943 | CROCKETT | CN606101038 | RN111646998 | Nondestructive pipeline testing expenditures – Radiography. | The following property is used 100% for pollution control and is installed to meet or exceed federal or state regulations: Nondestructive pipeline testing expenditures – Radiography. | 2023-04-26 | 5191200 | 100
25632 | T1 | EPIC CRUDE PIPELINE LP | CRANE COUNTY EPIC CRUDE PIPELINE | EPIC CRUDE PIPELINE LOCATED IN CRANE COUNTY | Crane County | TX | 79731 | CRANE | CN606101038 | RN111646477 | Nondestructive pipeline testing expenditures – Radiography. | The following property is used 100% for pollution control and is installed to meet or exceed federal or state regulations: Nondestructive pipeline testing expenditures – Radiography. | 2023-04-26 | 4401600 | 100
25633 | T1 | EPIC CRUDE PIPELINE LP | ZAVALA COUNTY EPIC CRUDE PIPELINE | EPIC CRUDE PIPELINE LOCATED IN ZAVALA COUNTY | Zavala County | TX | 78839 | ZAVALA | CN606101038 | RN111646816 | Automatic Shut Off Valves (block valves equipped with an actuator to close the valves) installed at intervals along the pipeline. | The following property is used 100% for pollution control and is installed to meet or exceed federal or state regulations: Automatic Shut Off Valves (block valves equipped with an actuator to close the valves) installed at intervals along the pipeline. | 2023-04-27 | 115500 | 100
25634 | T1 | EPIC CRUDE PIPELINE LP | WINKLER COUNTY EPIC CRUDE PIPELINE | EPIC CRUDE PIPELINE LOCATED IN WINKLER COUNTY | Winkler County | TX | 79789 | WINKLER | CN606101038 | RN111646824 | Automatic Shut Off Valves (block valves equipped with an actuator to close the valves) installed at intervals along the pipeline. | The following property is used 100% for pollution control and is installed to meet or exceed federal or state regulations: Automatic Shut Off Valves (block valves equipped with an actuator to close the valves) installed at intervals along the pipeline. | 2023-04-27 | 100584 | 100
25635 | T1 | EPIC CRUDE PIPELINE LP | WARD COUNTY EPIC CRUDE PIPELINE | EPIC CRUDE PIPELINE LOCATED IN WARD COUNTY | Ward County | TX | 79788 | WARD | CN606101038 | RN111646832 | Automatic Shut Off Valves (block valves equipped with an actuator to close the valves) installed at intervals along the pipeline. | The following property is used 100% for pollution control and is installed to meet or exceed federal or state regulations: Automatic Shut Off Valves (block valves equipped with an actuator to close the valves) installed at intervals along the pipeline. | 2023-04-27 | 370524 | 100
25636 | T1 | EPIC CRUDE PIPELINE LP | UPTON COUNTY EPIC CRUDE PIPELINE | EPIC CRUDE PIPELINE LOCATED IN UPTON COUNTY | Upton County | TX | 79755 | UPTON | CN606101038 | RN111646840 | Automatic Shut Off Valves (block valves equipped with an actuator to close the valves) installed at intervals along the pipeline. | The following property is used 100% for pollution control and is installed to meet or exceed federal or state regulations: Automatic Shut Off Valves (block valves equipped with an actuator to close the valves) installed at intervals along the pipeline. | 2023-04-27 | 655215 | 100
25637 | T1 | EPIC CRUDE PIPELINE LP | SUTTON COUNTY EPIC CRUDE PIPELINE | EPIC CRUDE PIPELINE LOCATED IN SUTTON COUNTY | Sutton County | TX | 76950 | SUTTON | CN606101038 | RN111646857 | Automatic Shut Off Valves (block valves equipped with an actuator to close the valves) installed at intervals along the pipeline. | The following property is used 100% for pollution control and is installed to meet or exceed federal or state regulations: Automatic Shut Off Valves (block valves equipped with an actuator to close the valves) installed at intervals along the pipeline. | 2023-04-27 | 693000 | 100
25638 | T1 | EPIC CRUDE PIPELINE LP | SCHLEICHER COUNTY EPIC CRUDE PIPELINE | EPIC CRUDE PIPELINE LOCATED IN SCHLEICHER COUNTY | Schleicher County | TX | 76936 | SCHLEICHER | CN606101038 | RN111646865 | Automatic Shut Off Valves (block valves equipped with an actuator to close the valves) installed at intervals along the pipeline. | The following property is used 100% for pollution control and is installed to meet or exceed federal or state regulations: Automatic Shut Off Valves (block valves equipped with an actuator to close the valves) installed at intervals along the pipeline. | 2023-04-27 | 9570 | 100
25639 | T1 | EPIC CRUDE PIPELINE LP | REEVES COUNTY EPIC CRUDE PIPELINE | EPIC CRUDE PIPELINE LOCATED IN REEVES COUNTY | Reeves County | TX | 79772 | REEVES | CN606101038 | RN111646873 | Automatic Shut Off Valves (block valves equipped with an actuator to close the valves) installed at intervals along the pipeline. | The following property is used 100% for pollution control and is installed to meet or exceed federal or state regulations: Automatic Shut Off Valves (block valves equipped with an actuator to close the valves) installed at intervals along the pipeline. | 2023-04-29 | 684794 | 100
25640 | T1 | EPIC CRUDE PIPELINE LP | REAGAN COUNTY EPIC CRUDE PIPELINE | EPIC CRUDE PIPELINE LOCATED IN REAGAN COUNTY | Reagan County | TX | 76932 | REAGAN | CN606101038 | RN111646881 | Automatic Shut Off Valves (block valves equipped with an actuator to close the valves) installed at intervals along the pipeline. | The following property is used 100% for pollution control and is installed to meet or exceed federal or state regulations: Automatic Shut Off Valves (block valves equipped with an actuator to close the valves) installed at intervals along the pipeline. | 2023-04-29 | 470745 | 100
25641 | T1 | EPIC CRUDE PIPELINE LP | PECOS COUNTY EPIC CRUDE PIPELINE | EPIC CRUDE PIPELINE LOCATED IN PECOS COUNTY | Pecos County | TX | 79735 | PECOS | CN606101038 | RN111646899 | Automatic Shut Off Valves (block valves equipped with an actuator to close the valves) installed at intervals along the pipeline. | The following property is used 100% for pollution control and is installed to meet or exceed federal or state regulations: Automatic Shut Off Valves (block valves equipped with an actuator to close the valves) installed at intervals along the pipeline. | 2023-04-29 | 118272 | 100
25642 | T1 | EPIC CRUDE PIPELINE LP | NUECES COUNTY EPIC CRUDE PIPELINE | EPIC CRUDE PIPELINE LOCATED IN NUECES COUNTY | Nueces County | TX | 78380 | NUECES | CN606101038 | RN111646907 | Automatic Shut Off Valves (block valves equipped with an actuator to close the valves) installed at intervals along the pipeline. | The following property is used 100% for pollution control and is installed to meet or exceed federal or state regulations: Automatic Shut Off Valves (block valves equipped with an actuator to close the valves) installed at intervals along the pipeline. | 2023-04-29 | 707355 | 100
25643 | T1 | EPIC CRUDE PIPELINE LP | MCMULLEN COUNTY EPIC CRUDE PIPELINE | EPIC CRUDE PIPELINE LOCATED IN MCMULLEN COUNTY | Mcmullen County | TX | 78021 | MCMULLEN | CN606101038 | RN111646915 | Automatic Shut Off Valves (block valves equipped with an actuator to close the valves) installed at intervals along the pipeline. | The following property is used 100% for pollution control and is installed to meet or exceed federal or state regulations: Automatic Shut Off Valves (block valves equipped with an actuator to close the valves) installed at intervals along the pipeline. | 2023-04-29 | 33000 | 100
25644 | T1 | EPIC CRUDE PIPELINE LP | MAVERICK COUNTY EPIC CRUDE PIPELINE | EPIC CRUDE PIPELINE LOCATED IN MAVERICK COUNTY | Maverick County | TX | 78853 | MAVERICK | CN606101038 | RN111646923 | Automatic Shut Off Valves (block valves equipped with an actuator to close the valves) installed at intervals along the pipeline. | The following property is used 100% for pollution control and is installed to meet or exceed federal or state regulations: Automatic Shut Off Valves (block valves equipped with an actuator to close the valves) installed at intervals along the pipeline. | 2023-04-29 | 453750 | 100
25645 | T1 | EPIC CRUDE PIPELINE LP | LASALLE COUNTY EPIC CRUDE PIPELINE | EPIC CRUDE PIPELINE LOCATED IN LA SALLE COUNTY | La Salle County | TX | 78014 | LA SALLE | CN606101038 | RN111646931 | Automatic Shut Off Valves (block valves equipped with an actuator to close the valves) installed at intervals along the pipeline. | The following property is used 100% for pollution control and is installed to meet or exceed federal or state regulations: Automatic Shut Off Valves (block valves equipped with an actuator to close the valves) installed at intervals along the pipeline. | 2023-04-29 | 519200 | 100
25646 | T1 | EPIC CRUDE PIPELINE LP | KINNEY COUNTY EPIC CRUDE PIPELINE | EPIC CRUDE PIPELINE LOCATED IN KINNEY COUNTY | Kinney County | TX | 78832 | KINNEY | CN606101038 | RN111646949 | Automatic Shut Off Valves (block valves equipped with an actuator to close the valves) installed at intervals along the pipeline. | The following property is used 100% for pollution control and is installed to meet or exceed federal or state regulations: Automatic Shut Off Valves (block valves equipped with an actuator to close the valves) installed at intervals along the pipeline. | 2023-04-29 | 762960 | 100
25647 | T1 | EPIC CRUDE PIPELINE LP | JIM WELLS COUNTY EPIC CRUDE PIPELINE | EPIC CRUDE PIPELINE LOCATED IN JIM WELLS COUNTY | Jim Wells County | TX | 78332 | JIM WELLS | CN606101038 | RN111646956 | Automatic Shut Off Valves (block valves equipped with an actuator to close the valves) installed at intervals along the pipeline. | The following property is used 100% for pollution control and is installed to meet or exceed federal or state regulations: Automatic Shut Off Valves (block valves equipped with an actuator to close the valves) installed at intervals along the pipeline. | 2023-04-29 | 314820 | 100
25648 | T1 | EPIC CRUDE PIPELINE LP | EDWARDS COUNTY EPIC CRUDE PIPELINE | EPIC CRUDE PIPELINE LOCATED IN EDWARDS COUNTY | Edwards County | TX | 78880 | EDWARDS | CN606101038 | RN111646964 | Automatic Shut Off Valves (block valves equipped with an actuator to close the valves) installed at intervals along the pipeline. | The following property is used 100% for pollution control and is installed to meet or exceed federal or state regulations: Automatic Shut Off Valves (block valves equipped with an actuator to close the valves) installed at intervals along the pipeline. | 2023-04-29 | 957000 | 100
25649 | T1 | EPIC CRUDE PIPELINE LP | DUVAL COUNTY EPIC CRUDE PIPELINE | EPIC CRUDE PIPELINE LOCATED IN DUVAL COUNTY | Duval County | TX | 78357 | DUVAL | CN606101038 | RN111646972 | Automatic Shut Off Valves (block valves equipped with an actuator to close the valves) installed at intervals along the pipeline. | The following property is used 100% for pollution control and is installed to meet or exceed federal or state regulations: Automatic Shut Off Valves (block valves equipped with an actuator to close the valves) installed at intervals along the pipeline. | 2023-04-29 | 699270 | 100
25650 | T1 | EPIC CRUDE PIPELINE LP | DIMMIT COUNTY EPIC CRUDE PIPELINE | EPIC CRUDE PIPELINE LOCATED IN DIMMIT COUNTY | Dimmit County | TX | 78834 | DIMMIT | CN606101038 | RN111646980 | Automatic Shut Off Valves (block valves equipped with an actuator to close the valves) installed at intervals along the pipeline. | The following property is used 100% for pollution control and is installed to meet or exceed federal or state regulations: Automatic Shut Off Valves (block valves equipped with an actuator to close the valves) installed at intervals along the pipeline. | 2023-04-29 | 981750 | 100
25651 | T1 | EPIC CRUDE PIPELINE LP | CROCKETT COUNTY EPIC CRUDE PIPELINE | EPIC CRUDE PIPELINE LOCATED IN CROCKETT COUNTY | Crockett County | TX | 76943 | CROCKETT | CN606101038 | RN111646998 | Automatic Shut Off Valves (block valves equipped with an actuator to close the valves) installed at intervals along the pipeline. | The following property is used 100% for pollution control and is installed to meet or exceed federal or state regulations: Automatic Shut Off Valves (block valves equipped with an actuator to close the valves) installed at intervals along the pipeline. | 2023-04-29 | 713790 | 100
25652 | T1 | EPIC CRUDE PIPELINE LP | CRANE COUNTY EPIC CRUDE PIPELINE | EPIC CRUDE PIPELINE LOCATED IN CRANE COUNTY | Crane County | TX | 79731 | CRANE | CN606101038 | RN111646477 | Automatic Shut Off Valves (block valves equipped with an actuator to close the valves) installed at intervals along the pipeline. | The following property is used 100% for pollution control and is installed to meet or exceed federal or state regulations: Automatic Shut Off Valves (block valves equipped with an actuator to close the valves) installed at intervals along the pipeline. | 2023-04-29 | 605220 | 100
25653 | T1 | EPIC CRUDE PIPELINE LP | ZAVALA COUNTY EPIC CRUDE PIPELINE | EPIC CRUDE PIPELINE LOCATED IN ZAVALA COUNTY | Zavala County | TX | 78839 | ZAVALA | CN606101038 | RN111646816 | Sedimentation and erosion controls consisting of slope breakers, silt fences, sedimentation barriers, staked hay or straw bales, matting and diking. | The following property is used 100% for pollution control and is installed to meet or exceed federal or state regulations: Sedimentation and erosion controls consisting of slope breakers, silt fences, sedimentation barriers, staked hay or straw bales, matting and diking. | 2023-03-27 | 1050000 | 100
25654 | T1 | EPIC CRUDE PIPELINE LP | WINKLER COUNTY EPIC CRUDE PIPELINE | EPIC CRUDE PIPELINE LOCATED IN WINKLER COUNTY | Winkler County | TX | 79789 | WINKLER | CN606101038 | RN111646824 | Sedimentation and erosion controls consisting of slope breakers, silt fences, sedimentation barriers, staked hay or straw bales, matting and diking. | The following property is used 100% for pollution control and is installed to meet or exceed federal or state regulations: Sedimentation and erosion controls consisting of slope breakers, silt fences, sedimentation barriers, staked hay or straw bales, matting and diking. | 2023-03-27 | 914400 | 100
25655 | T1 | EPIC CRUDE PIPELINE LP | WARD COUNTY EPIC CRUDE PIPELINE | EPIC CRUDE PIPELINE LOCATED IN WARD COUNTY | Ward County | TX | 79788 | WARD | CN606101038 | RN111646832 | Sedimentation and erosion controls consisting of slope breakers, silt fences, sedimentation barriers, staked hay or straw bales, matting and diking. | The following property is used 100% for pollution control and is installed to meet or exceed federal or state regulations: Sedimentation and erosion controls consisting of slope breakers, silt fences, sedimentation barriers, staked hay or straw bales, matting and diking. | 2023-03-27 | 3368400 | 100
25656 | T1 | EPIC CRUDE PIPELINE LP | UPTON COUNTY EPIC CRUDE PIPELINE | EPIC CRUDE PIPELINE LOCATED IN UPTON COUNTY | Upton County | TX | 79755 | UPTON | CN606101038 | RN111646840 | Sedimentation and erosion controls consisting of slope breakers, silt fences, sedimentation barriers, staked hay or straw bales, matting and diking. | The following property is used 100% for pollution control and is installed to meet or exceed federal or state regulations: Sedimentation and erosion controls consisting of slope breakers, silt fences, sedimentation barriers, staked hay or straw bales, matting and diking. | 2023-03-27 | 5956500 | 100
25657 | T1 | EPIC CRUDE PIPELINE LP | SUTTON COUNTY EPIC CRUDE PIPELINE | EPIC CRUDE PIPELINE LOCATED IN SUTTON COUNTY | Sutton County | TX | 76950 | SUTTON | CN606101038 | RN111646857 | Sedimentation and erosion controls consisting of slope breakers, silt fences, sedimentation barriers, staked hay or straw bales, matting and diking. | The following property is used 100% for pollution control and is installed to meet or exceed federal or state regulations: Sedimentation and erosion controls consisting of slope breakers, silt fences, sedimentation barriers, staked hay or straw bales, matting and diking. | 2023-03-27 | 6300000 | 100
25658 | T1 | EPIC CRUDE PIPELINE LP | SCHLEICHER COUNTY EPIC CRUDE PIPELINE | EPIC CRUDE PIPELINE LOCATED IN SCHLEICHER COUNTY | Schleicher County | TX | 76936 | SCHLEICHER | CN606101038 | RN111646865 | Sedimentation and erosion controls consisting of slope breakers, silt fences, sedimentation barriers, staked hay or straw bales, matting and diking. | The following property is used 100% for pollution control and is installed to meet or exceed federal or state regulations: Sedimentation and erosion controls consisting of slope breakers, silt fences, sedimentation barriers, staked hay or straw bales, matting and diking. | 2023-03-27 | 87000 | 100
25659 | T1 | EPIC CRUDE PIPELINE LP | REEVES COUNTY EPIC CRUDE PIPELINE | EPIC CRUDE PIPELINE LOCATED IN REEVES COUNTY | Reeves County | TX | 79772 | REEVES | CN606101038 | RN111646873 | Sedimentation and erosion controls consisting of slope breakers, silt fences, sedimentation barriers, staked hay or straw bales, matting and diking. | The following property is used 100% for pollution control and is installed to meet or exceed federal or state regulations: Sedimentation and erosion controls consisting of slope breakers, silt fences, sedimentation barriers, staked hay or straw bales, matting and diking. | 2023-03-27 | 6225400 | 100
25660 | T1 | EPIC CRUDE PIPELINE LP | REAGAN COUNTY EPIC CRUDE PIPELINE | EPIC CRUDE PIPELINE LOCATED IN REAGAN COUNTY | Reagan County | TX | 76932 | REAGAN | CN606101038 | RN111646881 | Sedimentation and erosion controls consisting of slope breakers, silt fences, sedimentation barriers, staked hay or straw bales, matting and diking. | The following property is used 100% for pollution control and is installed to meet or exceed federal or state regulations: Sedimentation and erosion controls consisting of slope breakers, silt fences, sedimentation barriers, staked hay or straw bales, matting and diking. | 2023-03-27 | 4279500 | 100
25661 | T1 | EPIC CRUDE PIPELINE LP | PECOS COUNTY EPIC CRUDE PIPELINE | EPIC CRUDE PIPELINE LOCATED IN PECOS COUNTY | Pecos County | TX | 79735 | PECOS | CN606101038 | RN111646899 | Sedimentation and erosion controls consisting of slope breakers, silt fences, sedimentation barriers, staked hay or straw bales, matting and diking. | The following property is used 100% for pollution control and is installed to meet or exceed federal or state regulations: Sedimentation and erosion controls consisting of slope breakers, silt fences, sedimentation barriers, staked hay or straw bales, matting and diking. | 2023-03-28 | 1075200 | 100
25662 | T1 | EPIC CRUDE PIPELINE LP | NUECES COUNTY EPIC CRUDE PIPELINE | EPIC CRUDE PIPELINE LOCATED IN NUECES COUNTY | Nueces County | TX | 78380 | NUECES | CN606101038 | RN111646907 | Sedimentation and erosion controls consisting of slope breakers, silt fences, sedimentation barriers, staked hay or straw bales, matting and diking. | The following property is used 100% for pollution control and is installed to meet or exceed federal or state regulations: Sedimentation and erosion controls consisting of slope breakers, silt fences, sedimentation barriers, staked hay or straw bales, matting and diking. | 2023-03-28 | 6430500 | 100
25663 | T1 | EPIC CRUDE PIPELINE LP | MCMULLEN COUNTY EPIC CRUDE PIPELINE | EPIC CRUDE PIPELINE LOCATED IN MCMULLEN COUNTY | Mcmullen County | TX | 78021 | MCMULLEN | CN606101038 | RN111646915 | Sedimentation and erosion controls consisting of slope breakers, silt fences, sedimentation barriers, staked hay or straw bales, matting and diking. | The following property is used 100% for pollution control and is installed to meet or exceed federal or state regulations: Sedimentation and erosion controls consisting of slope breakers, silt fences, sedimentation barriers, staked hay or straw bales, matting and diking. | 2023-03-28 | 300000 | 100
25664 | T1 | EPIC CRUDE PIPELINE LP | MAVERICK COUNTY EPIC CRUDE PIPELINE | EPIC CRUDE PIPELINE LOCATED IN MAVERICK COUNTY | Maverick County | TX | 78853 | MAVERICK | CN606101038 | RN111646923 | Sedimentation and erosion controls consisting of slope breakers, silt fences, sedimentation barriers, staked hay or straw bales, matting and diking. | The following property is used 100% for pollution control and is installed to meet or exceed federal or state regulations: Sedimentation and erosion controls consisting of slope breakers, silt fences, sedimentation barriers, staked hay or straw bales, matting and diking. | 2023-03-28 | 4125000 | 100
25665 | T1 | EPIC CRUDE PIPELINE LP | LASALLE COUNTY EPIC CRUDE PIPELINE | EPIC CRUDE PIPELINE LOCATED IN LA SALLE COUNTY | La Salle County | TX | 78014 | LA SALLE | CN606101038 | RN111646931 | Sedimentation and erosion controls consisting of slope breakers, silt fences, sedimentation barriers, staked hay or straw bales, matting and diking. | The following property is used 100% for pollution control and is installed to meet or exceed federal or state regulations: Sedimentation and erosion controls consisting of slope breakers, silt fences, sedimentation barriers, staked hay or straw bales, matting and diking. | 2023-03-28 | 4720000 | 100
25666 | T1 | EPIC CRUDE PIPELINE LP | KINNEY COUNTY EPIC CRUDE PIPELINE | EPIC CRUDE PIPELINE LOCATED IN KINNEY COUNTY | Kinney County | TX | 78832 | KINNEY | CN606101038 | RN111646949 | Sedimentation and erosion controls consisting of slope breakers, silt fences, sedimentation barriers, staked hay or straw bales, matting and diking. | The following property is used 100% for pollution control and is installed to meet or exceed federal or state regulations: Sedimentation and erosion controls consisting of slope breakers, silt fences, sedimentation barriers, staked hay or straw bales, matting and diking. | 2023-03-28 | 6936000 | 100
25667 | T1 | EPIC CRUDE PIPELINE LP | JIM WELLS COUNTY EPIC CRUDE PIPELINE | EPIC CRUDE PIPELINE LOCATED IN JIM WELLS COUNTY | Jim Wells County | TX | 78332 | JIM WELLS | CN606101038 | RN111646956 | Sedimentation and erosion controls consisting of slope breakers, silt fences, sedimentation barriers, staked hay or straw bales, matting and diking. | The following property is used 100% for pollution control and is installed to meet or exceed federal or state regulations: Sedimentation and erosion controls consisting of slope breakers, silt fences, sedimentation barriers, staked hay or straw bales, matting and diking. | 2023-03-28 | 2862000 | 100
25668 | T1 | EPIC CRUDE PIPELINE LP | EDWARDS COUNTY EPIC CRUDE PIPELINE | EPIC CRUDE PIPELINE LOCATED IN EDWARDS COUNTY | Edwards County | TX | 78880 | EDWARDS | CN606101038 | RN111646964 | Sedimentation and erosion controls consisting of slope breakers, silt fences, sedimentation barriers, staked hay or straw bales, matting and diking. | The following property is used 100% for pollution control and is installed to meet or exceed federal or state regulations: Sedimentation and erosion controls consisting of slope breakers, silt fences, sedimentation barriers, staked hay or straw bales, matting and diking. | 2023-03-28 | 8700000 | 100
25669 | T1 | EPIC CRUDE PIPELINE LP | DUVAL COUNTY EPIC CRUDE PIPELINE | EPIC CRUDE PIPELINE LOCATED IN DUVAL COUNTY | Duval County | TX | 78357 | DUVAL | CN606101038 | RN111646972 | Sedimentation and erosion controls consisting of slope breakers, silt fences, sedimentation barriers, staked hay or straw bales, matting and diking. | The following property is used 100% for pollution control and is installed to meet or exceed federal or state regulations: Sedimentation and erosion controls consisting of slope breakers, silt fences, sedimentation barriers, staked hay or straw bales, matting and diking. | 2023-03-28 | 6357000 | 100
25670 | T1 | EPIC CRUDE PIPELINE LP | DIMMIT COUNTY EPIC CRUDE PIPELINE | EPIC CRUDE PIPELINE LOCATED IN DIMMIT COUNTY | Dimmit County | TX | 78834 | DIMMIT | CN606101038 | RN111646980 | Sedimentation and erosion controls consisting of slope breakers, silt fences, sedimentation barriers, staked hay or straw bales, matting and diking. | The following property is used 100% for pollution control and is installed to meet or exceed federal or state regulations: Sedimentation and erosion controls consisting of slope breakers, silt fences, sedimentation barriers, staked hay or straw bales, matting and diking. | 2023-03-28 | 8925000 | 100
25671 | T1 | EPIC CRUDE PIPELINE LP | CROCKETT COUNTY EPIC CRUDE PIPELINE | EPIC CRUDE PIPELINE LOCATED IN CROCKETT COUNTY | Crockett County | TX | 76943 | CROCKETT | CN606101038 | RN111646998 | Sedimentation and erosion controls consisting of slope breakers, silt fences, sedimentation barriers, staked hay or straw bales, matting and diking. | The following property is used 100% for pollution control and is installed to meet or exceed federal or state regulations: Sedimentation and erosion controls consisting of slope breakers, silt fences, sedimentation barriers, staked hay or straw bales, matting and diking. | 2023-03-28 | 6489000 | 100
25672 | T1 | EPIC CRUDE PIPELINE LP | CRANE COUNTY EPIC CRUDE PIPELINE | EPIC CRUDE PIPELINE LOCATED IN CRANE COUNTY | Crane County | TX | 79731 | CRANE | CN606101038 | RN111646477 | Sedimentation and erosion controls consisting of slope breakers, silt fences, sedimentation barriers, staked hay or straw bales, matting and diking. | The following property is used 100% for pollution control and is installed to meet or exceed federal or state regulations: Sedimentation and erosion controls consisting of slope breakers, silt fences, sedimentation barriers, staked hay or straw bales, matting and diking. | 2023-03-28 | 5502000 | 100
25673 | T1 | EPIC CRUDE TERMINAL COMPANY LP | UPTON TERMINAL | Latitude = 31.530839, Longitude = -101.930438 | Upton County | TX | 79755 | UPTON | CN605607282 | RN110744315 | Cathodic Protection on partially buried Tanks 2501, 2502, 2503, 2504. | The following property is used 100% for pollution control and is installed to meet or exceed federal or state regulations: Cathodic Protection on partially buried Tanks 2501, 2502, 2503, 2504. | 2023-05-18 | 320000 | 100
25674 | T1 | EPIC CRUDE TERMINAL COMPANY LP | UPTON TERMINAL | Latitude = 31.530839, Longitude = -101.930438 | Upton County | TX | 79755 | UPTON | CN605607282 | RN110744315 | Internal floating roofs on crude oil storage tanks 2501, 2502, 2503, 2504. | The following property is used 100% for pollution control and is installed to meet or exceed federal or state regulations: Internal floating roofs on crude oil storage tanks 2501, 2502, 2503, 2504. | 2023-05-23 | 2800000 | 100
25675 | T1 | EPIC CRUDE TERMINAL COMPANY LP | ROBSTOWN TERMINAL | Latitude = 27.822002, Longitude = -97.618959 | Nueces County | TX | 78380 | NUECES | CN605607282 | RN110663788 | Cathodic protection on partially buried Tanks 3001, 3002, 3003, 3004, 2548, 1170, 1171, 2546, 2547, 2543, 2544, 1172, 1173, 2542, 1501, 1502. | The following property is used 100% for pollution control and is installed to meet or exceed federal or state regulations: Cathodic protection on partially buried Tanks 3001, 3002, 3003, 3004, 2548, 1170, 1171, 2546, 2547, 2543, 2544, 1172, 1173, 2542, 1501, 1502. | 2023-05-18 | 965000 | 100
25676 | T1 | EPIC CRUDE TERMINAL COMPANY LP | ROBSTOWN TERMINAL | Latitude = 27.822002, Longitude = -97.618959 | Nueces County | TX | 78380 | NUECES | CN605607282 | RN110663788 | Internal floating roofs on crude oil storage tanks 3001, 3002, 3003, 3004, 2548, 1170, 1171, 2546, 2547, 2543, 2544, 1172, 1173, 2542, 1501, 1502. | The following property is used 100% for pollution control and is installed to meet or exceed federal or state regulations: Internal floating roofs on crude oil storage tanks 3001, 3002, 3003, 3004, 2548, 1170, 1171, 2546, 2547, 2543, 2544, 1172, 1173, 2542, 1501, 1502. | 2023-05-23 | 10400000 | 100
25677 | T1 | EPIC CRUDE TERMINAL COMPANY LP | ORLA TERMINAL | Latitude = 31.790408, Longitude = -103.881614 | Reeves County | TX | 79770 | REEVES | CN605607282 | RN110859055 | Cathodic protection on partially buried Tank 1101. | The following property is used 100% for pollution control and is installed to meet or exceed federal or state regulations: Cathodic protection on partially buried Tank 1101. | 2023-05-18 | 110000 | 100
25678 | T1 | EPIC CRUDE TERMINAL COMPANY LP | ORLA TERMINAL | Latitude = 31.790408, Longitude = -103.881614 | Reeves County | TX | 79770 | REEVES | CN605607282 | RN110859055 | Internal floating roof on crude oil storage tank 1101. | The following property is used 100% for pollution control and is installed to meet or exceed federal or state regulations: Internal floating roof on crude oil storage tank 1101. | 2023-05-24 | 500000 | 100
25679 | T1 | EPIC CRUDE TERMINAL COMPANY LP | HOBSON TERMINAL | Latitude = 28.939445, Longitude = -97.991323 | Karnes County | TX | 78117 | KARNES | CN605607282 | RN110873080 | Cathodic protection on partially buried Tanks 1190, 1191, and 1192. | The following property is used 100% for pollution control and is installed to meet or exceed federal or state regulations: Cathodic protection on partially buried Tanks 1190, 1191, and 1192. | 2023-05-18 | 210000 | 100
25680 | T1 | EPIC CRUDE TERMINAL COMPANY LP | HOBSON TERMINAL | Latitude = 28.939445, Longitude = -97.991323 | Karnes County | TX | 78117 | KARNES | CN605607282 | RN110873080 | Internal floating roofs on crude oil storage tanks 1190, 1191, 1192. | The following property is used 100% for pollution control and is installed to meet or exceed federal or state regulations: Internal floating roofs on crude oil storage tanks 1190, 1191, 1192. | 2023-05-24 | 1500000 | 100
25681 | T1 | EPIC CRUDE TERMINAL COMPANY LP | GARDENDALE TERMINAL | Latitude = 28.387581, Longitude = -99.26035 | La Salle County | TX | 78014 | LA SALLE | CN605607282 | RN110873098 | Internal floating roofs on crude oil storage tanks 1151, 2530, 2531. | The following property is used 100% for pollution control and is installed to meet or exceed federal or state regulations: Internal floating roofs on crude oil storage tanks 1151, 2530, 2531. | 2023-05-24 | 1900000 | 100
25682 | T1 | EPIC CRUDE TERMINAL COMPANY LP | GARDENDALE TERMINAL | Latitude = 28.387581, Longitude = -99.26035 | La Salle County | TX | 78014 | LA SALLE | CN605607282 | RN110873098 | Cathodic protection on partially buried Tanks 1151, 2530, and 2531. | The following property is used 100% for pollution control and is installed to meet or exceed federal or state regulations: Cathodic protection on partially buried Tanks 1151, 2530, and 2531. | 2023-05-18 | 240000 | 100
25683 | T1 | EPIC CRUDE TERMINAL COMPANY LP | CORPUS CHRISTI MARINE TERMINAL | 5802 UP RIVER RD | CORPUS CHRISTI | TX | 78407 | NUECES | CN605607282 | RN108133539 | Internal floating roof on crude oil storage tank 601. | The following property is used 100% for pollution control and is installed to meet or exceed federal or state regulations: Internal floating roof on crude oil storage tank 601. | 2023-05-24 | 500000 | 100
25684 | T1 | EPIC CRUDE TERMINAL COMPANY LP | CRANE TERMINAL | Latitude = 31.438947, Longitude = -102.382874 | Crane County | TX | 79731 | CRANE | CN605607282 | RN110655529 | Cathodic protection on partially buried Tanks 2510, 2511, 2512, 2513, and 2514. | The following property is used 100% for pollution control and is installed to meet or exceed federal or state regulations: Cathodic protection on partially buried Tanks 2510, 2511, 2512, 2513, and 2514. | 2023-05-18 | 385000 | 100
25685 | T1 | EPIC CRUDE TERMINAL COMPANY LP | CRANE TERMINAL | Latitude = 31.438947, Longitude = -102.382874 | Crane County | TX | 79731 | CRANE | CN605607282 | RN110655529 | Internal floating roofs on crude oil storage tanks 2510, 2511, 2512, 2513, & 2514. | The following property is used 100% for pollution control and is installed to meet or exceed federal or state regulations: Internal floating roofs on crude oil storage tanks 2510, 2511, 2512, 2513, & 2514. | 2023-05-24 | 3500000 | 100
25686 | T1 | ASPHALT INC LLC | CHANNELVIEW ASPHALT PLANT | 17310 MARKET ST | CHANNELVIEW | TX | 77530 | HARRIS | CN604722728 | RN100210483 | Fume/VOC compound incinerator and tank vent piping. | The following property is used 100% for pollution control and is installed to meet or exceed federal or state regulations: Fume/VOC compound incinerator and tank vent piping. | 2023-05-19 | 420600 | 100
25687 | T1 | ASPHALT INC LLC | CHANNELVIEW ASPHALT PLANT | 17310 MARKET ST | CHANNELVIEW | TX | 77530 | HARRIS | CN604722728 | RN100210483 | Diking for asphalt tanks, pressure washer, and knock out tanks. | The following property is used 100% for pollution control and is installed to meet or exceed federal or state regulations: Diking for asphalt tanks, pressure washer, and knock out tanks. | 2023-05-19 | 204527 | 100
25688 | T1 | ASPHALT INC LLC | CHANNELVIEW ASPHALT PLANT | 17310 MARKET ST | CHANNELVIEW | TX | 77530 | HARRIS | CN604722728 | RN100210483 | Mist eliminators on asphalt production and storage tanks. | The following property is used 100% for pollution control and is installed to meet or exceed federal or state regulations: Mist eliminators on asphalt production and storage tanks. | 2023-05-19 | 35305 | 100
25689 | T1 | GRAND PRIX PIPELINE LLC | GRAND PRIX CALLAHAN COUNTY PIPELINES | GRAND PRIX PIPELINES IN CALLAHAN COUNTY | Callahan County | TX | 79510 | CALLAHAN | CN605967280 | RN111645776 | Nondestructive pipeline testing expenditures – Radiography. | The following property is used 100% for pollution control and is installed to meet or exceed federal or state regulations: Nondestructive pipeline testing expenditures – Radiography. | 2023-04-27 | 2803776 | 100
25690 | T1 | GRAND PRIX PIPELINE LLC | GRAND PRIX CHAMBERS COUNTY PIPELINE | GRAND PRIX PIPELINE SEGMENT IN CHAMBERS COUNTY | Chambers County | TX | 77521 | CHAMBERS | CN605967280 | RN111645784 | Nondestructive pipeline testing expenditures – Radiography. | The following property is used 100% for pollution control and is installed to meet or exceed federal or state regulations: Nondestructive pipeline testing expenditures – Radiography. | 2023-04-27 | 833400 | 100
25691 | T1 | GRAND PRIX PIPELINE LLC | GRAND PRIX CRANE COUNTY PIPELINES | GRAND PRIX PIPELINES IN CRANE COUNTY | Crane County | TX | 79731 | CRANE | CN605967280 | RN111645792 | Nondestructive pipeline testing expenditures – Radiography. | The following property is used 100% for pollution control and is installed to meet or exceed federal or state regulations: Nondestructive pipeline testing expenditures – Radiography. | 2023-04-27 | 3006048 | 100
25692 | T1 | GRAND PRIX PIPELINE LLC | GRAND PRIX CULBERSON COUNTY PIPELINES | GRAND PRIX PIPELINES IN CULBERSON COUNTY. | Culberson County | TX | 79770 | CULBERSON | CN605967280 | RN111645800 | Nondestructive pipeline testing expenditures – Radiography. | The following property is used 100% for pollution control and is installed to meet or exceed federal or state regulations: Nondestructive pipeline testing expenditures – Radiography. | 2023-04-27 | 1420528 | 100
25693 | T1 | GRAND PRIX PIPELINE LLC | GRAND PRIX EASTLAND COUNTY PIPELINES | GRAND PRIX PIPELINES IN EASTLAND COUNTY | Eastland County | TX | 76448 | EASTLAND | CN605967280 | RN111645818 | Nondestructive pipeline testing expenditures – Radiography. | The following property is used 100% for pollution control and is installed to meet or exceed federal or state regulations: Nondestructive pipeline testing expenditures – Radiography. | 2023-04-27 | 3503040 | 100
25694 | T1 | GRAND PRIX PIPELINE LLC | GRAND PRIX ELLIS COUNTY PIPELINES | GRAND PRIX PIPELINES IN ELLIS COUNTY | Ellis County | TX | 76670 | ELLIS | CN605967280 | RN111645826 | Nondestructive pipeline testing expenditures – Radiography. | The following property is used 100% for pollution control and is installed to meet or exceed federal or state regulations: Nondestructive pipeline testing expenditures – Radiography. | 2023-04-27 | 1104000 | 100
25695 | T1 | GRAND PRIX PIPELINE LLC | GRAND PRIX ERATH COUNTY PIPELINES | GRAND PRIX PIPELINES IN ERATH COUNTY | Erath County | TX | 76401 | ERATH | CN605967280 | RN111645834 | Nondestructive pipeline testing expenditures – Radiography. | The following property is used 100% for pollution control and is installed to meet or exceed federal or state regulations: Nondestructive pipeline testing expenditures – Radiography. | 2023-04-27 | 2663808 | 100
25696 | T1 | GRAND PRIX PIPELINE LLC | GRAND PRIX FREESTONE COUNTY PIPELINES | GRAND PRIX PIPELINES IN FREESTONE COUNTY | Freestone County | TX | 75860 | FREESTONE | CN605967280 | RN111645842 | Nondestructive pipeline testing expenditures – Radiography. | The following property is used 100% for pollution control and is installed to meet or exceed federal or state regulations: Nondestructive pipeline testing expenditures – Radiography. | 2023-04-27 | 4069200 | 100
25697 | T1 | GRAND PRIX PIPELINE LLC | GRAND PRIX GLASSCOCK COUNTY PIPELINES | GRAND PRIX PIPELINES IN GLASSCOCK COUNTY | Glasscock County | TX | 79720 | GLASSCOCK | CN605967280 | RN111645867 | Nondestructive pipeline testing expenditures – Radiography. | The following property is used 100% for pollution control and is installed to meet or exceed federal or state regulations: Nondestructive pipeline testing expenditures – Radiography. | 2023-04-27 | 3072320 | 100
25698 | T1 | GRAND PRIX PIPELINE LLC | GRAND PRIX HILL COUNTY PIPELINE | GRAND PRIX PIPELINE IN HILL COUNTY | Hill County | TX | 76055 | HILL | CN605967280 | RN111645875 | Nondestructive pipeline testing expenditures – Radiography. | The following property is used 100% for pollution control and is installed to meet or exceed federal or state regulations: Nondestructive pipeline testing expenditures – Radiography. | 2023-04-27 | 1344000 | 100
25699 | T1 | GRAND PRIX PIPELINE LLC | GRAND PRIX HOOD COUNTY PIPELINES | GRAND PRIX PIPELINES IN HOOD COUNTY | Hood County | TX | 76476 | HOOD | CN605967280 | RN111645883 | Nondestructive pipeline testing expenditures – Radiography. | The following property is used 100% for pollution control and is installed to meet or exceed federal or state regulations: Nondestructive pipeline testing expenditures – Radiography. | 2023-04-29 | 2107200 | 100
25700 | T1 | GRAND PRIX PIPELINE LLC | GRAND PRIX JOHNSON COUNTY PIPELINES | GRAND PRIX PIPELINES IN JOHNSON COUNTY | Johnson County | TX | 76033 | JOHNSON | CN605967280 | RN111645891 | Nondestructive pipeline testing expenditures – Radiography. | The following property is used 100% for pollution control and is installed to meet or exceed federal or state regulations: Nondestructive pipeline testing expenditures – Radiography. | 2023-04-29 | 3531360 | 100
25701 | T1 | GRAND PRIX PIPELINE LLC | GRAND PRIX LEON COUNTY PIPELINES | GRAND PRIX PIPELINES IN LEON COUNTY | Leon County | TX | 75833 | LEON | CN605967280 | RN111645909 | Nondestructive pipeline testing expenditures – Radiography. | The following property is used 100% for pollution control and is installed to meet or exceed federal or state regulations: Nondestructive pipeline testing expenditures – Radiography. | 2023-04-29 | 4150800 | 100
25702 | T1 | GRAND PRIX PIPELINE LLC | GRAND PRIX LIBERTY COUNTY PIPELINES | GRAND PRIX PIPELINES IN LIBERTY COUNTY | Liberty County | TX | 77535 | LIBERTY | CN605967280 | RN111645917 | Nondestructive pipeline testing expenditures – Radiography. | The following property is used 100% for pollution control and is installed to meet or exceed federal or state regulations: Nondestructive pipeline testing expenditures – Radiography. | 2023-04-29 | 5140800 | 100
25703 | T1 | GRAND PRIX PIPELINE LLC | GRAND PRIX LOVING COUNTY PIPELINES | GRAND PRIX PIPELINES IN LOVING COUNTY | Loving County | TX | 79754 | LOVING | CN605967280 | RN111645925 | Nondestructive pipeline testing expenditures – Radiography. | The following property is used 100% for pollution control and is installed to meet or exceed federal or state regulations: Nondestructive pipeline testing expenditures – Radiography. | 2023-04-29 | 1926656 | 100
25704 | T1 | GRAND PRIX PIPELINE LLC | GRAND PRIX MADISON COUNTY PIPELINE | GRAND PRIX PIPELINE IN MADISON COUNTY | Madison County | TX | 75852 | MADISON | CN605967280 | RN111645933 | Nondestructive pipeline testing expenditures – Radiography. | The following property is used 100% for pollution control and is installed to meet or exceed federal or state regulations: Nondestructive pipeline testing expenditures – Radiography. | 2023-04-29 | 1724760 | 100
25705 | T1 | GRAND PRIX PIPELINE LLC | GRAND PRIX MIDLAND COUNTY PIPELINES | GRAND PRIX PIPELINES IN MIDLAND COUNTY | Midland County | TX | 79706 | MIDLAND | CN605967280 | RN111645974 | Nondestructive pipeline testing expenditures – Radiography. | The following property is used 100% for pollution control and is installed to meet or exceed federal or state regulations: Nondestructive pipeline testing expenditures – Radiography. | 2023-04-29 | 4170432 | 100
25706 | T1 | GRAND PRIX PIPELINE LLC | GRAND PRIX MITCHELL COUNTY PIPELINES | GRAND PRIX PIPELINES IN MITCHELL COUNTY | Mitchell County | TX | 79512 | MITCHELL | CN605967280 | RN111645982 | Nondestructive pipeline testing expenditures – Radiography. | The following property is used 100% for pollution control and is installed to meet or exceed federal or state regulations: Nondestructive pipeline testing expenditures – Radiography. | 2023-04-29 | 1868160 | 100
25707 | T1 | GRAND PRIX PIPELINE LLC | GRAND PRIX NAVARRO COUNTY PIPELINES | GRAND PRIX PIPELINES IN NAVARRO COUNTY | Navarro County | TX | 76641 | NAVARRO | CN605967280 | RN111645990 | Nondestructive pipeline testing expenditures – Radiography. | The following property is used 100% for pollution control and is installed to meet or exceed federal or state regulations: Nondestructive pipeline testing expenditures – Radiography. | 2023-04-29 | 4345200 | 100
25708 | T1 | GRAND PRIX PIPELINE LLC | GRAND PRIX NOLAN COUNTY PIPELINES | GRAND PRIX PIPELINES IN NOLAN COUNTY | Nolan County | TX | 79535 | NOLAN | CN605967280 | RN111646006 | Nondestructive pipeline testing expenditures – Radiography. | The following property is used 100% for pollution control and is installed to meet or exceed federal or state regulations: Nondestructive pipeline testing expenditures – Radiography. | 2023-04-29 | 2788608 | 100
25709 | T1 | GRAND PRIX PIPELINE LLC | GRAND PRIX PECOS COUNTY PIPELINES | GRAND PRIX PIPELINES IN PECOS COUNTY | Pecos County | TX | 79730 | PECOS | CN605967280 | RN111646014 | Nondestructive pipeline testing expenditures – Radiography. | The following property is used 100% for pollution control and is installed to meet or exceed federal or state regulations: Nondestructive pipeline testing expenditures – Radiography. | 2023-04-29 | 626288 | 100
25710 | T1 | GRAND PRIX PIPELINE LLC | GRAND PRIX REAGAN COUNTY PIPELINES | GRAND PRIX PIPELINES IN REAGAN COUNTY | Reagan County | TX | 79739 | REAGAN | CN605967280 | RN111646022 | Nondestructive pipeline testing expenditures – Radiography. | The following property is used 100% for pollution control and is installed to meet or exceed federal or state regulations: Nondestructive pipeline testing expenditures – Radiography. | 2023-04-29 | 628240 | 100
25711 | T1 | GRAND PRIX PIPELINE LLC | GRAND PRIX REEVES COUNTY PIPELINES | GRAND PRIX PIPELINES IN REEVES COUNTY | Reeves County | TX | 79770 | REEVES | CN605967280 | RN111646030 | Nondestructive pipeline testing expenditures – Radiography. | The following property is used 100% for pollution control and is installed to meet or exceed federal or state regulations: Nondestructive pipeline testing expenditures – Radiography. | 2023-04-29 | 1629120 | 100
25712 | T1 | GRAND PRIX PIPELINE LLC | GRAND PRIX SAN JACINTO PIPELINES | GRAND PRIX PIPELINES IN SAN JACINTO COUNTY | San Jacinto County | TX | 77331 | SAN JACINTO | CN605967280 | RN111646048 | Nondestructive pipeline testing expenditures – Radiography. | The following property is used 100% for pollution control and is installed to meet or exceed federal or state regulations: Nondestructive pipeline testing expenditures – Radiography. | 2023-04-29 | 3895200 | 100
25713 | T1 | GRAND PRIX PIPELINE LLC | GRAND PRIX SOMERVELL COUNTY PIPELINE | GRAND PRIX PIPELINE IN SOMERVELL COUNTY | Somervell County | TX | 76070 | SOMERVELL | CN605967280 | RN111646113 | Nondestructive pipeline testing expenditures – Radiography. | The following property is used 100% for pollution control and is installed to meet or exceed federal or state regulations: Nondestructive pipeline testing expenditures – Radiography. | 2023-04-29 | 110400 | 100
25714 | T1 | GRAND PRIX PIPELINE LLC | GRAND PRIX STERLING COUNTY PIPELINES | GRAND PRIX PIPELINES IN STERLING COUNTY | Sterling County | TX | 76951 | STERLING | CN605967280 | RN111646105 | Nondestructive pipeline testing expenditures – Radiography. | The following property is used 100% for pollution control and is installed to meet or exceed federal or state regulations: Nondestructive pipeline testing expenditures – Radiography. | 2023-04-29 | 1657600 | 100
25715 | T1 | GRAND PRIX PIPELINE LLC | GRAND PRIX TAYLOR COUNTY PIPELINES | GRAND PRIX PIPELINES IN TAYLOR COUNTY | Taylor County | TX | 79562 | TAYLOR | CN605967280 | RN111646097 | Nondestructive pipeline testing expenditures – Radiography. | The following property is used 100% for pollution control and is installed to meet or exceed federal or state regulations: Nondestructive pipeline testing expenditures – Radiography. | 2023-04-29 | 2865600 | 100
25716 | T1 | GRAND PRIX PIPELINE LLC | GRAND PRIX UPTON COUNTY PIPELINES | GRAND PRIX PIPELINES IN UPTON COUNTY | Upton County | TX | 79755 | UPTON | CN605967280 | RN111646089 | Nondestructive pipeline testing expenditures – Radiography. | The following property is used 100% for pollution control and is installed to meet or exceed federal or state regulations: Nondestructive pipeline testing expenditures – Radiography. | 2023-04-29 | 702720 | 100
25717 | T1 | GRAND PRIX PIPELINE LLC | GRAND PRIX WALKER COUNTY PIPELINE | GRAND PRIX PIPELINE IN WALKER COUNTY | Walker County | TX | 77320 | WALKER | CN605967280 | RN111646071 | Nondestructive pipeline testing expenditures – Radiography. | The following property is used 100% for pollution control and is installed to meet or exceed federal or state regulations: Nondestructive pipeline testing expenditures – Radiography. | 2023-04-29 | 3469200 | 100
25718 | T1 | GRAND PRIX PIPELINE LLC | GRAND PRIX WARD COUNTY PIPELINES | GRAND PRIX PIPELINES IN WARD COUNTY | Ward County | TX | 79777 | WARD | CN605967280 | RN111646063 | Nondestructive pipeline testing expenditures – Radiography. | The following property is used 100% for pollution control and is installed to meet or exceed federal or state regulations: Nondestructive pipeline testing expenditures – Radiography. | 2023-04-29 | 2957232 | 100
25719 | T1 | GRAND PRIX PIPELINE LLC | GRAND PRIX WINKLER COUNTY PIPELINES | GRAND PRIX PIPELINES IN WINKLER COUNTY | Winkler County | TX | 79789 | WINKLER | CN605967280 | RN111646055 | Nondestructive pipeline testing expenditures – Radiography. | The following property is used 100% for pollution control and is installed to meet or exceed federal or state regulations: Nondestructive pipeline testing expenditures – Radiography. | 2023-04-29 | 1542928 | 100
25720 | T1 | EPIC Y-GRADE LOGISTICS LP | ROBSTOWN FRACTIONATOR | 1501 MCKINZIE RD | CORPUS CHRISTI | TX | 78410 | NUECES | CN605546134 | RN106493760 | 2.5 acres 10 deep detention ponds at the RTF Frac | NOD response not received | 2023-06-02 | 1400000 | 100
25721 | T1 | EPIC Y-GRADE LOGISTICS LP | ROBSTOWN FRACTIONATOR | 1501 MCKINZIE RD | CORPUS CHRISTI | TX | 78410 | NUECES | CN605546134 | RN106493760 | Flare (EPN FL-1), flare knockout tank, and associated flare piping, instrumentation, and controls. | The following property is used 100% for pollution control to meet or exceed federal or state regulations: Flare (EPN FL-1), flare knockout tank, and associated flare piping, instrumentation, and controls. | 2023-01-31 16:52 | 5000000 | 100
25722 | T1 | EPIC Y-GRADE LOGISTICS LP | BTT EPIC FRAC | 4437 FM 24 | ROBSTOWN | TX | 78380 | NUECES | CN605546134 | RN110448834 | Thermal oxidizer. | The following property is used 100% for pollution control and is installed to meet or exceed federal or state regulations: Thermal oxidizer. | 2023-04-29 | 2400000 | 100
25723 | T1 | EPIC Y-GRADE LOGISTICS LP | BTT EPIC FRAC | 4437 FM 24 | ROBSTOWN | TX | 78380 | NUECES | CN605546134 | RN110448834 | Amine Contactor located at the BTT Frac facility | NOD response not received | 2023-06-02 | 24200000 | 100
25724 | T1 | EPIC Y-GRADE LOGISTICS LP | BTT EPIC FRAC | 4437 FM 24 | ROBSTOWN | TX | 78380 | NUECES | CN605546134 | RN110448834 | 21,500 sqft Concrete Mats Utilized for Containment 1800 sqft OSBL, 3700 sqft storage/slop tank, 2650 sqft HO Pumps, 1500 sqft CT Chemical, 5000 sqft Xfrms, 300 sqft inlet/coalescer filter, 6200 sqft Amine pad, 2150 sqft compressor pads | NOD response not received | 2023-06-02 | 1061065 | 100
25725 | T1 | EPIC Y-GRADE LOGISTICS LP | BTT EPIC FRAC | 4437 FM 24 | ROBSTOWN | TX | 78380 | NUECES | CN605546134 | RN110448834 | 16 Acres 10 deep Detention Ponds at BTT Frac | NOD response not received | 2023-06-02 | 9000000 | 100
25726 | T1 | EPIC Y-GRADE LOGISTICS LP | BTT EPIC FRAC | 4437 FM 24 | ROBSTOWN | TX | 78380 | NUECES | CN605546134 | RN110448834 | Gas Detection Equipment at the BTT Frac | NOD response not received | 2023-06-02 | 500000 | 100
25727 | T1 | EPIC Y-GRADE LOGISTICS LP | BTT EPIC FRAC | 4437 FM 24 | ROBSTOWN | TX | 78380 | NUECES | CN605546134 | RN110448834 | Flare & Flare Knockout located at the BTT Frac used to burn off VOCs produced during the fractionation process | The following property is used 100% for pollution control and is installed to meet or exceed federal or state regulations: Flare & Flare Knockout located at the BTT Frac used to burn off VOCs produced during the fractionation process | 2023-05-23 | 6200000 | 100
25728 | T1 | CONTINENTAL RESOURCES INC | WAHA SALTWATER DISPOSAL FACILITY | WAHA SALTWATER DISPOSAL FACILITY | Reeves County | TX | 79770 | REEVES | CN603075706 | RN111649505 | Waha Saltwater Disposal Facility, consisting of Poly pipeline in a closed loop, associated saltwater tanks, motors, pumps, and variable frequency drives, that move the produced saltwater from Continental Resources oil and gas wells to their own SWD wells. | The following property is used 100% for pollution control and is installed to meet or exceed federal or state regulations: Waha Saltwater Disposal Facility, consisting of Poly pipeline in a closed loop, associated saltwater tanks, motors, pumps, and variable frequency drives, that move the produced saltwater from Continental Resources oil and gas wells to their own SWD wells. | 2023-06-02 | 671109 | 100
25729 | T1 | CONTINENTAL RESOURCES INC | BEN IVEY SALTWATER DISPOSAL FACILITY | BEN IVEY SALTWATER DISPOSAL FACILITY | Ward County | TX | 79777 | WARD | CN603075706 | RN111649513 | Ben Ivey Saltwater Disposal Facility, consisting of Poly pipeline in a closed loop, associated saltwater tanks, motors, pumps, and variable frequency drives, that move the produced saltwater from Continental Resources oil and gas wells to their own SWD wells. | The following property is used 100% for pollution control and is installed to meet or exceed federal or state regulations: Ben Ivey Saltwater Disposal Facility, consisting of Poly pipeline in a closed loop, associated saltwater tanks, motors, pumps, and variable frequency drives, that move the produced saltwater from Continental Resources oil and gas wells to their own SWD wells. | 2023-05-23 | 259220 | 100
25730 | T1 | CONTINENTAL RESOURCES INC | LONE TREE RANCH SALTWATER DISPOSAL FACILITY | LONE TREE RANCH SALTWATER DISPOSAL FACILITY | Ward County | TX | 79777 | WARD | CN603075706 | RN111649521 | Lone Tree Ranch Saltwater Disposal Facility, consisting of Poly pipeline in a closed loop, associated saltwater tanks, motors, pumps, and variable frequency drives, that move the produced saltwater from Continental Resources oil and gas wells to their own SWD wells. | The following property is used 100% for pollution control and is installed to meet or exceed federal or state regulations: Lone Tree Ranch Saltwater Disposal Facility, consisting of Poly pipeline in a closed loop, associated saltwater tanks, motors, pumps, and variable frequency drives, that move the produced saltwater from Continental Resources oil and gas wells to their own SWD wells. | 2023-06-12 | 230680 | 100
25731 | T1 | CONTINENTAL RESOURCES INC | COCHISE SALTWATER DISPOSAL FACILITY | COCHISE SALTWATER DISPOSAL FACILITY | Ward County | TX | 79777 | WARD | CN603075706 | RN111649539 | Cochise Saltwater Disposal Facility, consisting of Poly pipeline in a closed loop, associated saltwater tanks, motors, pumps, and variable frequency drives, that move the produced saltwater from Continental Resources oil and gas wells to their own SWD wells. | The following property is used 100% for pollution control and is installed to meet or exceed federal or state regulations: Cochise Saltwater Disposal Facility, consisting of Poly pipeline in a closed loop, associated saltwater tanks, motors, pumps, and variable frequency drives, that move the produced saltwater from Continental Resources oil and gas wells to their own SWD wells. | 2023-05-23 | 130120 | 100
25732 | T1 | CONTINENTAL RESOURCES INC | CUB CREEK SWD | Latitude = 31.3952, Longitude = -103.07819 | Ward County | TX | 79777 | WARD | CN603075706 | RN110507514 | Cub Creek Saltwater Disposal Facility, consisting of Poly pipeline in a closed loop, associated saltwater tanks, motors, pumps, and variable frequency drives, that move the produced saltwater from Continental Resources oil and gas wells to their own SWD wells. | The following property is used 100% for pollution control and is installed to meet or exceed federal or state regulations: Cub Creek Saltwater Disposal Facility, consisting of Poly pipeline in a closed loop, associated saltwater tanks, motors, pumps, and variable frequency drives, that move the produced saltwater from Continental Resources oil and gas wells to their own SWD wells. | 2023-05-23 | 143580 | 100
25733 | T1 | AMP TEXAS PIPELINES LLC | BATTLE HORSE PLANT | 10356 OLD MILL CREEK RD | BRENHAM | TX | 77833 | WASHINGTON | CN605548759 | RN110521051 | Secondary containment consisting of steel walls and polymer sheeting liner for condensate tanks T-1, T-2, T-3, T-4, T-5, T-6, T-7, T-8, T-9, T-10, T-11, T-12, T-13, and T-14. | The following property is used 100% for pollution control and is installed to meet or exceed federal or state regulations: Secondary containment consisting of steel walls and polymer sheeting liner for condensate tanks T-1, T-2, T-3, T-4, T-5, T-6, T-7, T-8, T-9, T-10, T-11, T-12, T-13, and T-14. | 2023-09-01 | 287000 | 100
25734 | T1 | AMP TEXAS PIPELINES LLC | BATTLE HORSE PLANT | 10356 OLD MILL CREEK RD | BRENHAM | TX | 77833 | WASHINGTON | CN605548759 | RN110521051 | Flare system and knock out scrubbers/ thermal oxidizer. | The following property is used 100% for pollution control and is installed to meet or exceed federal or state regulations: Flare system and knock out scrubbers/ thermal oxidizer. | 2023-04-29 | 5005000 | 100
25735 | T1 | AMP TEXAS PIPELINES LLC | BATTLE HORSE PLANT | 10356 OLD MILL CREEK RD | BRENHAM | TX | 77833 | WASHINGTON | CN605548759 | RN110521051 | Three air/fuel ratio controllers and catalytic converters for lean burn compressor engines and four continuous emissions monitoring system for heaters. | The following property is used 100% for pollution control and is installed to meet or exceed federal or state regulations: Three air/fuel ratio controllers and catalytic converters for lean burn compressor engines and four continuous emissions monitoring system for heaters. | 2023-09-01 | 6239000 | 100
25736 | T1 | HIGHPEAK ENERGY HOLDINGS LLC | BOEDEKER 6W SWD | LAT 32.536881 LONG -101.298962 | Borden County | TX | 79738 | BORDEN | CN605696319 | RN111649786 | Boedeker Saltwater Disposal Well Facility, consisting of Poly pipeline in a closed loop, associated tank battery, motors, pumps, and variable frequency drives, that move the produced saltwater from HIGHPEAK ENERGY HOLDINGS oil and gas wells to their own SWD wells. | The following property is used 100% for pollution control and is installed to meet or exceed federal or state regulations: Boedeker Saltwater Disposal Well Facility, consisting of Poly pipeline in a closed loop, associated tank battery, motors, pumps, and variable frequency drives, that move the produced saltwater from HIGHPEAK ENERGY HOLDINGS oil and gas wells to their own SWD wells. | 2023-05-25 | 775000 | 100
25737 | T1 | HIGHPEAK ENERGY HOLDINGS LLC | MANN SWD FACILITY | LAT 32.491511 LONG -101.275594 | Howard County | TX | 79738 | HOWARD | CN605696319 | RN111649794 | Mann Saltwater Disposal Well Facility, consisting of Poly pipeline in a closed loop, associated tank battery, motors, pumps, and variable frequency drives, that move the produced saltwater from HIGHPEAK ENERGY HOLDINGS oil and gas wells to their own SWD wells. | The following property is used 100% for pollution control and is installed to meet or exceed federal or state regulations: Mann Saltwater Disposal Well Facility, consisting of Poly pipeline in a closed loop, associated tank battery, motors, pumps, and variable frequency drives, that move the produced saltwater from HIGHPEAK ENERGY HOLDINGS oil and gas wells to their own SWD wells. | 2023-05-25 | 800000 | 100
25738 | T1 | HIGHPEAK ENERGY HOLDINGS LLC | JASMINE SWD | Latitude = 32.455234, Longitude = -101.303312 | Howard County | TX | 79511 | HOWARD | CN605696319 | RN111204194 | Jasmine Saltwater Disposal Well Facility, consisting of Poly pipeline in a closed loop, associated saltwater tanks, motors, pumps, and variable frequency drives, that move the produced saltwater from HIGHPEAK ENERGY HOLDINGS oil and gas wells to their own SWD wells. | The following property is used 100% for pollution control and is installed to meet or exceed federal or state regulations: Jasmine Saltwater Disposal Well Facility, consisting of Poly pipeline in a closed loop, associated saltwater tanks, motors, pumps, and variable frequency drives, that move the produced saltwater from HIGHPEAK ENERGY HOLDINGS oil and gas wells to their own SWD wells. | 2023-05-25 | 850000 | 100
25739 | T1 | HIGHPEAK ENERGY HOLDINGS LLC | JAMES E COATES SWD | LAT 32.530201 LONG -101.341776 | Borden County | TX | 79738 | BORDEN | CN605696319 | RN111649802 | James E Coates Saltwater Disposal Well Facility, consisting of Poly pipeline in a closed loop, associated saltwater tanks, motors, pumps, and variable frequency drives, that move the produced saltwater from HIGHPEAK ENERGY HOLDINGS oil and gas wells to their own SWD wells. | The following property is used 100% for pollution control and is installed to meet or exceed federal or state regulations: James E Coates Saltwater Disposal Well Facility, consisting of Poly pipeline in a closed loop, associated saltwater tanks, motors, pumps, and variable frequency drives, that move the produced saltwater from HIGHPEAK ENERGY HOLDINGS oil and gas wells to their own SWD wells. | 2023-05-25 | 750000 | 100
25740 | T1 | HIGHPEAK ENERGY HOLDINGS LLC | GRIFFIN RANCH SWD | Latitude = 32.53894, Longitude = -101.284102 | Borden County | TX | 79738 | BORDEN | CN605696319 | RN111592952 | Griffin Saltwater Disposal Well Facility, consisting of Poly pipeline in a closed loop, associated saltwater tanks, motors, pumps, and variable frequency drives, that move the produced saltwater from HIGHPEAK ENERGY HOLDINGS oil and gas wells to their own SWD wells. | The following property is used 100% for pollution control and is installed to meet or exceed federal or state regulations: Griffin Saltwater Disposal Well Facility, consisting of Poly pipeline in a closed loop, associated saltwater tanks, motors, pumps, and variable frequency drives, that move the produced saltwater from HIGHPEAK ENERGY HOLDINGS oil and gas wells to their own SWD wells. | 2023-05-25 | 1200000 | 100
25741 | T1 | HIGHPEAK ENERGY HOLDINGS LLC | ENGLE SWD FACILITY | Latitude = 32.414541, Longitude = -101.271934 | Howard County | TX | 79720 | HOWARD | CN605696319 | RN111649810 | ENGLE Saltwater Disposal Well Facility, consisting of Poly pipeline in a closed loop, associated saltwater tanks, motors, pumps, and variable frequency drives, that move the produced saltwater from HIGHPEAK ENERGY HOLDINGS oil and gas wells to their own SWD wells. | The following property is used 100% for pollution control and is installed to meet or exceed federal or state regulations: ENGLE Saltwater Disposal Well Facility, consisting of Poly pipeline in a closed loop, associated saltwater tanks, motors, pumps, and variable frequency drives, that move the produced saltwater from HIGHPEAK ENERGY HOLDINGS oil and gas wells to their own SWD wells. | 2023-05-25 | 600000 | 100
25742 | T1 | HIGHPEAK ENERGY HOLDINGS LLC | KRAMPF SWD FACILITY | Latitude = 32.240619, Longitude = -101.360742 | Howard County | TX | 79720 | HOWARD | CN605696319 | RN111649828 | KRAMPF Saltwater Disposal Well Facility, consisting of Poly pipeline in a closed loop, associated saltwater tanks, motors, pumps, and variable frequency drives, that move the produced saltwater from HIGHPEAK ENERGY HOLDINGS oil and gas wells to their own SWD wells. | The following property is used 100% for pollution control and is installed to meet or exceed federal or state regulations: KRAMPF Saltwater Disposal Well Facility, consisting of Poly pipeline in a closed loop, associated saltwater tanks, motors, pumps, and variable frequency drives, that move the produced saltwater from HIGHPEAK ENERGY HOLDINGS oil and gas wells to their own SWD wells. | 2023-05-25 | 625000 | 100
25743 | T1 | PERMIAN DEEP ROCK OIL COMPANY LLC | WAFFLE IRON SWD FACILITY | Latitude = 32.01051, Longitude = -102.04138 | Midland County | TX | 79706 | MIDLAND | CN605364637 | RN111107108 | Waffle Iron SWD Facility consisting of Poly pipeline in a closed loop, associated tank battery, motors, pumps, and variable frequency drives that move the produced saltwater from Permian Deep Rock Oil Company oil and gas wells to their own SWD wells. | The following property is used 100% for pollution control and is installed to meet or exceed federal or state regulations: Waffle Iron SWD Facility consisting of Poly pipeline in a closed loop, associated tank battery, motors, pumps, and variable frequency drives that move the produced saltwater from Permian Deep Rock Oil Company oil and gas wells to their own SWD wells. | 2023-05-25 | 600000 | 100
25744 | T1 | PERMIAN DEEP ROCK OIL COMPANY LLC | BULLDOG SWD FACILITY | Latitude = 31.97081, Longitude = -102.04567 | Midland County | TX | 79706 | MIDLAND | CN605364637 | RN111107090 | Bulldog SWD Facility consisting of Poly pipeline in a closed loop, associated tank battery, motors, pumps, and variable frequency drives that move the produced saltwater from Permian Deep Rock Oil Company oil and gas wells to their own SWD wells. | The following property is used 100% for pollution control and is installed to meet or exceed federal or state regulations: Bulldog SWD Facility consisting of Poly pipeline in a closed loop, associated tank battery, motors, pumps, and variable frequency drives that move the produced saltwater from Permian Deep Rock Oil Company oil and gas wells to their own SWD wells. | 2023-05-25 | 700000 | 100
25745 | T3 | THE SAN ANTONIO REFINERY LLC | THE SAN ANTONIO REFINERY | 7811 S PRESA ST | SAN ANTONIO | TX | 78223 | BEXAR | CN604256628 | RN101485183 | Corrugated plate interceptor project property consisting of a corrugated plate inceptor; wastewater pumps - two 15 horsepower (hp) wastewater pumps, one 50hp wastewater pump, one 150hp wastewater pump, and two 5hp wastewater pumps; settling tank TK-333; wastewater tank 950OC-002; slop oil tank TK-334; outfall chamber; one 5hp slop oil pump; two 2hp skimmed oil pumps; one 15hp Wash Pad wastewater pump; and two carbon steel activated carbon cannisters. | The following property is used 100% for pollution control and is installed to meet or exceed federal or state regulations: Corrugated plate interceptor project property consisting of a corrugated plate inceptor; wastewater pumps - two 15 horsepower (hp) wastewater pumps, one 50hp wastewater pump, one 150hp wastewater pump, and two 5hp wastewater pumps; settling tank TK-333; wastewater tank 950OC-002; slop oil tank TK-334; outfall chamber; one 5hp slop oil pump; two 2hp skimmed oil pumps; one 15hp Wash Pad wastewater pump; and two carbon steel activated carbon cannisters. | 2023-05-19 | 8208854 | 100
25746 | T1 | AGRIUM US INC | AGRIUM US BORGER NITROGEN OPERATIONS | Latitude = 35.641666, Longitude = -101.422777 | Hutchinson County | TX | 79007 | HUTCHINSON | CN600128227 | RN101865715 | The incremental cost difference for low NOx burners on Primary Reformer furnace 101-B EPN 2 for NOx reduction versus cost without controls. | The following property is used 100% for pollution control and is installed to meet or exceed federal or state regulations: The incremental cost difference for low NOx burners on Primary Reformer furnace 101-B EPN 2 for NOx reduction versus cost without controls. | 2023-04-13 | 7900000 | 100
25747 | T1 | TEXAS PIPELINE WEBB COUNTY LEAN SYSTEM LLC | RAPTOR PLANT | Latitude = 27.8138, Longitude = -99.5111 | Webb County | TX | 78045 | WEBB | CN604083246 | RN106480726 | Four catalytic oxidizers and four air/fuel ratio controllers installed on four CAT 3608 compressor engine packages | The following property is used 100% for pollution control and is installed to meet or exceed federal or state regulations: Four catalytic oxidizers and four air/fuel ratio controllers installed on four CAT 3608 compressor engine packages | 2023-05-10 | 1472000 | 100
25748 | T1 | SHINTECH INCORPORATED | SHINTECH FREEPORT PLANT | 5618 E HIGHWAY 332 | FREEPORT | TX | 77541 | BRAZORIA | CN600128425 | RN100213198 | Thermal oxidizing units UN-2713A and UN-2713B. | The following property is used 100% for pollution control and is installed to meet or exceed federal or state regulations: Thermal oxidizing units UN-2713A and UN-2713B. | 2023-06-12 | 9300000 | 100
25749 | T1 | HOLCIM TEXAS LIMITED PARTNERSHIP | HOLCIM TEXAS | 1800 DOVE LN | MIDLOTHIAN | TX | 76065 | ELLIS | CN601231459 | RN100219286 | Ceramic blocks for the regenerative thermal oxidizer and selective catalytic reduction system replacement. | The following property is used 100% for pollution control and is installed to meet or exceed federal or state regulations: Ceramic blocks for the regenerative thermal oxidizer and selective catalytic reduction system replacement. | 2023-03-31 | 2899413 | 100
25750 | T1 | HOLCIM TEXAS LIMITED PARTNERSHIP | HOLCIM TEXAS | 1800 DOVE LN | MIDLOTHIAN | TX | 76065 | ELLIS | CN601231459 | RN100219286 | Replacement tube sheets for the Line 2 dust metering bin bag filter (392-BF5). | The following property is used 100% for pollution control and is installed to meet or exceed federal or state regulations: Replacement tube sheets for the Line 2 dust metering bin bag filter (392-BF5). | 2023-03-31 | 77396 | 100
25751 | T1 | HOLCIM TEXAS LIMITED PARTNERSHIP | HOLCIM TEXAS | 1800 DOVE LN | MIDLOTHIAN | TX | 76065 | ELLIS | CN601231459 | RN100219286 | Bag replacements for Finish Mill #1 baghouse (561-BF1) and Cement Mill baghouse (563-BF2). | The following property is used 100% for pollution control and is installed to meet or exceed federal or state regulations: Bag replacements for Finish Mill #1 baghouse (561-BF1) and Cement Mill baghouse (563-BF2). | 2023-03-31 | 202277 | 100
25752 | T1 | HOLCIM TEXAS LIMITED PARTNERSHIP | HOLCIM TEXAS | 1800 DOVE LN | MIDLOTHIAN | TX | 76065 | ELLIS | CN601231459 | RN100219286 | Bypass baghouse bag replacement (4A2-BF1), main baghouse duct repair (421-DUX), scrubber recirculation pump replacement (P61-SP3), scrubber pump replacement (P61-SP1), scrubber duct repair (P61-DU1), main baghouse bag replacement (422-BF1), duct repair (422-DUB), main baghouse roof modification (422-BF1), main baghouse repairs (422-BF1), scrubber bypass duct replacement (422-DUB), scrubber mist eliminator repair (P62-WE1), mist eliminator panel replacement (P62-WE1), duct structural support (P62-DU1), and scrubber duct repair (P62-DU1). | The following property is used 100% for pollution control and is installed to meet or exceed federal or state regulations: Bypass baghouse bag replacement (4A2-BF1), main baghouse duct repair (421-DUX), scrubber recirculation pump replacement (P61-SP3), scrubber pump replacement (P61-SP1), scrubber duct repair (P61-DU1), main baghouse bag replacement (422-BF1), duct repair (422-DUB), main baghouse roof modification (422-BF1), main baghouse repairs (422-BF1), scrubber bypass duct replacement (422-DUB), scrubber mist eliminator repair (P62-WE1), mist eliminator panel replacement (P62-WE1), duct structural support (P62-DU1), and scrubber duct repair (P62-DU1). | 2023-03-31 | 2262147 | 100
25753 | T1 | HOLCIM TEXAS LIMITED PARTNERSHIP | HOLCIM TEXAS | 1800 DOVE LN | MIDLOTHIAN | TX | 76065 | ELLIS | CN601231459 | RN100219286 | Cyclone baghouse repair (361-CN1). | The following property is used 100% for pollution control and is installed to meet or exceed federal or state regulations: Cyclone baghouse repair (361-CN1). | 2023-03-31 | 318243 | 100
25754 | T1 | SANDERSON FARMS LLC PROCESSING DIVISION | SANDERSON FARMS TYLER PROCESSING DIVISION | 13523 FM 2015 | TYLER | TX | 75708 | SMITH | CN602768525 | RN109733790 | Wastewater treatment plant consisting of a covered anaerobic lagoon; waste sludge lagoon; aeration system; dispersing equipment; activated sludge system; conveyance equipment including pump stations and piping; UV disinfection system; monitoring equipment; sampling equipment; land treatment system; and a lab/MCC building. | The following property is used 100% for pollution control and is installed to meet or exceed federal or state regulations: Wastewater treatment plant consisting of a covered anaerobic lagoon; waste sludge lagoon; aeration system; dispersing equipment; activated sludge system; conveyance equipment including pump stations and piping; UV disinfection system; monitoring equipment; sampling equipment; land treatment system; and a lab/MCC building. | 2023-06-26 | 247933413 | 100
25755 | T1 | MEGLOBAL AMERICAS INC | MEGLOBAL OYSTER CREEK | 4057 E HIGHWAY 332 | FREEPORT | TX | 77541 | BRAZORIA | CN605026343 | RN108887290 | Catalytic oxidation equipment consisting of catalyst installation, catalyst C-6364, CAT oxidation unit, sulfur and methane guard bed, catalytic oxidation unit vessel, flow distribution plate for catalytic oxidation un, internals for catalytic oxidation unit. | Application withdrawn by applicant | 2023-05-12 | 34692046.59 | 100
25756 | T1 | MEGLOBAL AMERICAS INC | MEGLOBAL OYSTER CREEK | 4057 E HIGHWAY 332 | FREEPORT | TX | 77541 | BRAZORIA | CN605026343 | RN108887290 | Flare system including analyzer building, flare, flare KO pot and pump, spare flare KO pot pump, flare seal pot pump, piping, stack, flare tip and monitoring equipment. | The following property is used 100% for pollution control and is installed to meet or exceed federal or state regulations: Flare system including analyzer building, flare, flare KO pot and pump, spare flare KO pot pump, flare seal pot pump, piping, stack, flare tip and monitoring equipment. | 2023-05-17 | 5104573 | 100
25757 | T1 | MEGLOBAL AMERICAS INC | MEGLOBAL OYSTER CREEK | 4057 E HIGHWAY 332 | FREEPORT | TX | 77541 | BRAZORIA | CN605026343 | RN108887290 | Aqueous ammonia tanks. | Application withdrawn by applicant | 2023-05-12 | 432394 | 100
25758 | T1 | MEGLOBAL AMERICAS INC | MEGLOBAL OYSTER CREEK | 4057 E HIGHWAY 332 | FREEPORT | TX | 77541 | BRAZORIA | CN605026343 | RN108887290 | Wastewater pipes 004 and 005. | The following property is used 100% for pollution control and is installed to meet or exceed federal or state regulations: Wastewater pipes 004 and 005. | 2023-07-19 | 26433087 | 100
25759 | T1 | SANDERSON FARMS LLC PROCESSING DIVISION | SANDERSON FARMS PROCESSING DIVISION PALESTINE | 320 SANDERSON FARMS PKWY | PALESTINE | TX | 75803 | ANDERSON | CN602768525 | RN106670219 | Wastewater treatment plant consisting of a covered anaerobic lagoon; waste sludge lagoon; aeration system; dispersing equipment; activated sludge system; conveyance equipment including pump stations and piping; UV disinfection system; monitoring equipment; sampling equipment; and a lab/MCC building. | The following property is used 100% for pollution control and is installed to meet or exceed federal or state regulations: Wastewater treatment plant consisting of a covered anaerobic lagoon; waste sludge lagoon; aeration system; dispersing equipment; activated sludge system; conveyance equipment including pump stations and piping; UV disinfection system; monitoring equipment; sampling equipment; and a lab/MCC building. | 2023-06-26 | 21264535 | 100
25760 | T1 | VOPAK TERMINAL DEER PARK INC | GULF COAST GROWTH VENTURE TERMINAL | Latitude = 27.883333, Longitude = -97.278055 | San Patricio County | TX | 78374 | SAN PATRICIO | CN601178734 | RN110033230 | 4.1 miles of 24-inch plastic wastewater pipeline. | NOD response not received | 2023-06-23 | 3560570 | 100
25761 | T1 | TXI OPERATIONS LP | TXI OPERATIONS GREENVILLE | 6500 FM 1570 W | GREENVILLE | TX | 75402 | HUNT | CN600125157 | RN102707635 | 114,211.9 square feet of pavement. | The following property is used 100% for pollution control and is installed to meet or exceed federal or state regulations: 114,211.9 square feet of pavement. | 2023-05-08 | 487573 | 100
25762 | T1 | TXI OPERATIONS LP | MCKINNEY PLANT 3 | 2105 S MCDONALD ST | MCKINNEY | TX | 75069 | COLLIN | CN600125157 | RN102171238 | 73,253 square feet of pavement. | The following property is used 100% for pollution control and is installed to meet or exceed federal or state regulations: 73,253 square feet of pavement. | 2023-06-22 | 346027 | 100
25763 | T1 | TXI OPERATIONS LP | TXI-BRIDGEPORT CRUSHED STONE PLANT | 1795 S HWY 101 BRIDGEPORT TX 76426 | Wise County | TX | 76426 | WISE | CN600125157 | RN102286184 | Wheel wash. | The following property is used 100% for pollution control and is installed to meet or exceed federal or state regulations: Wheel wash. | 2023-05-08 | 312436 | 100
25764 | T1 | MARTIN MARIETTA MATERIALS SOUTHWEST LLC | MM NORTH BRIDGEPORT QUARRY | 856 FM 2952 | CHICO | TX | 76431 | WISE | CN605057868 | RN102855731 | 2015 CAT 908H compact wheel loader with broom, hydraulic angle. | The following property is used 100% for pollution control and is installed to meet or exceed federal or state regulations: 2015 CAT 908H compact wheel loader with broom, hydraulic angle. | 2023-06-26 | 105623 | 100
25765 | T1 | MARTIN MARIETTA MATERIALS SOUTHWEST LLC | SAN PEDRO PLANT | 19265 HWY 281 NORTH | SAN ANTONIO | TX | 78259 | BEXAR | CN605057868 | RN102875929 | 2019 Freightliner M2 water truck with Niece 4K gallon water tank. | The following property is used 100% for pollution control and is installed to meet or exceed federal or state regulations: 2019 Freightliner M2 water truck with Niece 4K gallon water tank. | 2023-05-08 | 128023 | 100
25766 | T1 | MARTIN MARIETTA NORTH TEXAS CEMENT LLC | TXI CELINA AGGREGATE TERMINAL | 11481 COUNTY ROAD 53 | CELINA | TX | 75009 | COLLIN | CN606116531 | RN102419405 | Dust collector. | The following property is used 100% for pollution control and is installed to meet or exceed federal or state regulations: Dust collector. | 2023-06-22 | 288033 | 100
25767 | T1 | MARTIN MARIETTA MATERIALS SOUTHWEST LLC | BECKMANN QUARRY | 18495 NW MILITARY HWY | SAN ANTONIO | TX | 78257 | BEXAR | CN605057868 | RN102512126 | Wheel wash. | The following property is used 100% for pollution control and is installed to meet or exceed federal or state regulations: Wheel wash. | 2023-05-08 | 573323 | 100
25768 | T1 | MARTIN MARIETTA MATERIALS SOUTHWEST LLC | BECKMANN QUARRY | 18495 NW MILITARY HWY | SAN ANTONIO | TX | 78257 | BEXAR | CN605057868 | RN102512126 | Wheel wash. | The following property is used 100% for pollution control and is installed to meet or exceed federal or state regulations: Wheel wash. | 2023-05-08 | 112829 | 100
25769 | T1 | MARTIN MARIETTA MATERIALS SOUTHWEST LLC | BLACK SPUR UVALDE PLANT | 4483 RANCH ROAD 1022 | UVALDE | TX | 78801 | UVALDE | CN605057868 | RN100215367 | Dust collector. | The following property is used 100% for pollution control and is installed to meet or exceed federal or state regulations: Dust collector. | 2023-06-22 | 82853 | 100
25770 | T1 | TXI OPERATIONS LP | TXI-BRIDGEPORT CRUSHED STONE PLANT | 1795 S HWY 101 BRIDGEPORT TX 76426 | Wise County | TX | 76426 | WISE | CN600125157 | RN102286184 | 2021 HD465-7 water truck with a 12-gallon water tank. | The following property is used 100% for pollution control and is installed to meet or exceed federal or state regulations: 2021 HD465-7 water truck with a 12K gallon water tank. | 2023-06-22 | 539088 | 100
25771 | T1 | TXI OPERATIONS LP | DECATUR CONCRETE BATCH PLANT | Latitude = 33.136666, Longitude = -99.528333 | Wise County | TX | 76234 | WISE | CN600125157 | RN105025712 | Dust collector. | The following property is used 100% for pollution control and is installed to meet or exceed federal or state regulations: Dust collector. | 2023-05-11 | 47737 | 100
25772 | T1 | MARTIN MARIETTA MATERIALS SOUTHWEST LLC | DENISON YARD | 2827 RAY DR | DENISON | TX | 75020 | GRAYSON | CN605057868 | RN101534444 | 2019 Fliner M2 106 water truck with a 5K gallon water tank. | The following property is used 100% for pollution control and is installed to meet or exceed federal or state regulations: 2019 Fliner M2 106 water truck with a 5K gallon water tank. | 2023-05-11 | 136200 | 100
25773 | T1 | MARTIN MARIETTA MATERIALS SOUTHWEST LLC | SOUTH TEXAS ROCK CRUSHING PORTABLE PLANT | Latitude = 26.5747, Longitude = -98.1619 | Hidalgo County | TX | 78563 | HIDALGO | CN605057868 | RN101986768 | 2022 Broce RCT-350 Broom D. | The following property is used 100% for pollution control and is installed to meet or exceed federal or state regulations: 2022 Broce RCT-350 Broom D. | 2023-06-26 | 61724 | 100
25774 | T1 | MARTIN MARIETTA TEXAS READY-MIX LLC | FREEWAY RM 8 | 12900 LAKE JUNE RD | BALCH SPRINGS | TX | 75180 | DALLAS | CN606115699 | RN102455540 | 2021 220 Pickup Sweeper 72 15-25GPM. | The following property is used 100% for pollution control and is installed to meet or exceed federal or state regulations: 2021 220 Pickup Sweeper 72 15-25GPM. | 2023-06-26 | 5650 | 100
25775 | T1 | COVESTRO LLC | BAYTOWN NITRIC ACID PLANT | 8500 W BAY RD | BAYTOWN | TX | 77523 | CHAMBERS | CN601544042 | RN100217918 | Thyssenkrupp UHDE EnviNOx Nox Control System installed to Nitric Acid Unit. | The following property is used 100% for pollution control and is installed to meet or exceed federal or state regulations: Thyssenkrupp UHDE EnviNOx Nox Control System installed to Nitric Acid Unit. | 2023-05-12 | 15100000 | 100
25776 | T1 | TXI OPERATIONS LP | TXI OPERATIONS | 245 WARD RD | MIDLOTHIAN | TX | 76065 | ELLIS | CN600125157 | RN100217199 | 2022 TYMCO Sweeper – diesel with DEF. | The following property is used 100% for pollution control and is installed to meet or exceed federal or state regulations: 2022 TYMCO Sweeper – diesel with DEF. | 2023-06-26 | 404656 | 100
25777 | T1 | MARTIN MARIETTA MATERIALS SOUTHWEST LLC | MM NORTH BRIDGEPORT QUARRY | 856 FM 2952 | CHICO | TX | 76431 | WISE | CN605057868 | RN102855731 | Wheel wash. | The following property is used 100% for pollution control and is installed to meet or exceed federal or state regulations: wheel wash. | 2023-05-11 | 169170 | 100
25778 | T1 | TXI OPERATIONS LP | MARKUM RANCH CBP FACILITY SN 9518 15 | 1362 MARKUM RANCH RD | FORT WORTH | TX | 76126 | TARRANT | CN600125157 | RN108345844 | 2021 TYMCO DST-4 Regenerative Sweeper. | The following property is used 100% for pollution control and is installed to meet or exceed federal or state regulations: 2021 TYMCO DST-4 Regenerative Sweeper. | 2023-06-26 | 252804 | 100
25779 | T1 | WOODVILLE PELLETS LLC | WOODVILLE MILL | 164 COUNTY ROAD 1040 | WOODVILLE | TX | 75979 | TYLER | CN605690569 | RN106205032 | Regenerative Catalytic Oxidizer installed to Dry Hammermill and Cooler Air Aspiration System. | The following property is used 100% for pollution control and is installed to meet or exceed federal or state regulations: Regenerative Catalytic Oxidizer installed to Dry Hammermill and Cooler Air Aspiration System. | 2023-05-15 | 5202674 | 100
25780 | T1 | TESLA INC | TESLA | 13101 HAROLD GREEN DR | AUSTIN | TX | 78725 | TRAVIS | CN604905919 | RN111073623 | Wastewater treatment plant including flotate tanks, effluent tanks, clarifiers, sludge conditioner units, solid settler, and filter presses. | The following property is used 100% for pollution control and is installed to meet or exceed federal or state regulations: Wastewater treatment plant including flotate tanks, effluent tanks, clarifiers, sludge conditioner units, solid settler, and filter presses. | 2023-04-08 | 32131181 | 100
25781 | T1 | TESLA INC | TESLA | 13101 HAROLD GREEN DR | AUSTIN | TX | 78725 | TRAVIS | CN604905919 | RN111073623 | Fume hoods in the labs and battery cell production areas and fume extractor in the welding area. | The following property is used 100% for pollution control and is installed to meet or exceed federal or state regulations: Fume hoods in the labs and battery cell production areas and fume extractor in the welding area. | 2023-03-26 | 567033 | 100
25782 | T1 | TESLA INC | TESLA | 13101 HAROLD GREEN DR | AUSTIN | TX | 78725 | TRAVIS | CN604905919 | RN111073623 | Ammonia scrubber. | The following property is used 100% for pollution control and is installed to meet or exceed federal or state regulations: Ammonia scrubber. | 2023-03-30 | 192630 | 100
25783 | T1 | TESLA INC | TESLA | 13101 HAROLD GREEN DR | AUSTIN | TX | 78725 | TRAVIS | CN604905919 | RN111073623 | Multi-gas analyzer. | The following property is used 100% for pollution control and is installed to meet or exceed federal or state regulations: Multi-gas analyzer. | 2023-04-22 | 79387 | 100
25784 | T1 | TESLA INC | TESLA | 13101 HAROLD GREEN DR | AUSTIN | TX | 78725 | TRAVIS | CN604905919 | RN111073623 | Filters in the battery cell production, casting, drive unit, paint, and assembly process areas; cyclone filter in the battery cell process area; dust collectors in the battery cell and casting process areas; and drum filters in the battery cell process area. | The following property is used 100% for pollution control and is installed to meet or exceed federal or state regulations: Filters in the battery cell production, casting, drive unit, paint, and assembly process areas; cyclone filter in the battery cell process area; dust collectors in the battery cell and casting process areas; and drum filters in the battery cell process area. | 2023-03-26 | 8917795 | 100
25785 | T1 | TESLA INC | TESLA | 13101 HAROLD GREEN DR | AUSTIN | TX | 78725 | TRAVIS | CN604905919 | RN111073623 | 2022 Freightliner street sweeper with Tymco Model 600 street sweeper uplift. | The following property is used 100% for pollution control and is installed to meet or exceed federal or state regulations: 2022 Freightliner street sweeper with Tymco Model 600 street sweeper uplift. | 2023-02-28 | 568025 | 100
25786 | T1 | TESLA INC | TESLA | 13101 HAROLD GREEN DR | AUSTIN | TX | 78725 | TRAVIS | CN604905919 | RN111073623 | Regenerative thermal oxidizer, carbon beds, booth scrubber, ductwork for VOC control from the painting and battery cell process areas, and the incremental cost difference for a low NOx burner in the powder coating plant process versus a similar burner without NOx controls. | The following property is used 100% for pollution control and is installed to meet or exceed federal or state regulations: Regenerative thermal oxidizer, carbon beds, booth scrubber, ductwork for VOC control from the painting and battery cell process areas, and the incremental cost difference for a low NOx burner in the powder coating plant process versus a similar burner without NOx controls. | 2023-03-26 | 35462549 | 100
25787 | T1 | MULTI-CHEM GROUP LLC | MULTI-CHEM GROUP | 345 PR 4473 | SONORA | TX | 76950 | SUTTON | CN601492135 | RN111666319 | Scrubber system designed for a gas inlet condition of 650 ACFM containing up to 20 by-weight mixture of hydrochloric acid and acetic acid. The scrubber achieves a removal efficiency for hydrochloric acid and acetic acid vapors of 99 by-weight using recirculated caustic solution or recirculated water as scrubbing liquid. The scrubber system major components include an 18-inch diameter Packed Tower Scrubber mounted on a sump tank reservoir able to store a 110-gallon batch of scrubbing liquid for recirculation. Scrubbing liquid recirculation accomplished with an included vertical sealless recirculation pump mounted on the sump. All required piping is corrosion-resistant construction, pH analyzer for monitoring the pH of the scrubbing solution installed, and an explosion-proof level indicator for measurement of liquid level in the sump is installed. The scrubber is installed at Multi-Chem Sonora Manufacturing Plant located at 349 PR 4473, Sonora, TX 76950 in Sutton County Regulated Entity Number RN103948733, Customer Reference Number CN601492135 | Application withdrawn by applicant | 2023-05-25 | 452972 | 100
25788 | T1 | DIAMOND GREEN DIESEL LLC | DIAMOND GREEN DIESEL PORT ARTHUR FACILITY | 2275 REV DR RANSOM HOWARD ST | PORT ARTHUR | TX | 77640 | JEFFERSON | CN605753813 | RN110966884 | Wastewater pretreatment unit consisting of tanks to store, equalize, and neutralize wastewater and stormwater; dissolved air flotation units; and aerobic biological treatment. | The following property is used 100% for pollution control and is installed to meet or exceed federal or state regulations: Wastewater pretreatment unit consisting of tanks to store, equalize, and neutralize wastewater and stormwater; dissolved air flotation units; and aerobic biological treatment. | 2023-04-08 | 50282429.36 | 100
25789 | T1 | DIAMOND GREEN DIESEL LLC | DIAMOND GREEN DIESEL PORT ARTHUR FACILITY | 2275 REV DR RANSOM HOWARD ST | PORT ARTHUR | TX | 77640 | JEFFERSON | CN605753813 | RN110966884 | Maintenance flare. | The following property is used 100% for pollution control and is installed to meet or exceed federal or state regulations: Maintenance flare. | 2023-02-28 | 8080115.94 | 100
25790 | T1 | DIAMOND GREEN DIESEL LLC | DIAMOND GREEN DIESEL PORT ARTHUR FACILITY | 2275 REV DR RANSOM HOWARD ST | PORT ARTHUR | TX | 77640 | JEFFERSON | CN605753813 | RN110966884 | Sock filters for extraction fans. | The following property is used 100% for pollution control and is installed to meet or exceed federal or state regulations: Sock filters for extraction fans. | 2023-02-28 | 2000 | 100
25791 | T1 | DIAMOND GREEN DIESEL LLC | DIAMOND GREEN DIESEL PORT ARTHUR FACILITY | 2275 REV DR RANSOM HOWARD ST | PORT ARTHUR | TX | 77640 | JEFFERSON | CN605753813 | RN110966884 | Bag house dust collection system. | The following property is used 100% for pollution control and is installed to meet or exceed federal or state regulations: Bag house dust collection system. | 2023-02-28 | 81900 | 100
25792 | T1 | DIAMOND GREEN DIESEL LLC | DIAMOND GREEN DIESEL PORT ARTHUR FACILITY | 2275 REV DR RANSOM HOWARD ST | PORT ARTHUR | TX | 77640 | JEFFERSON | CN605753813 | RN110966884 | External floating roofs on tanks used to store slop oil. | The following property is used 100% for pollution control and is installed to meet or exceed federal or state regulations: External floating roofs on tanks used to store slop oil. | 2023-02-28 | 264247 | 100
25793 | T1 | DIAMOND GREEN DIESEL LLC | DIAMOND GREEN DIESEL PORT ARTHUR FACILITY | 2275 REV DR RANSOM HOWARD ST | PORT ARTHUR | TX | 77640 | JEFFERSON | CN605753813 | RN110966884 | External floating roofs on tanks used to store renewable naphtha. | The following property is used 100% for pollution control and is installed to meet or exceed federal or state regulations: External floating roofs on tanks used to store renewable naphtha. | 2023-02-28 | 632193 | 100
25794 | T1 | DIAMOND GREEN DIESEL LLC | DIAMOND GREEN DIESEL PORT ARTHUR FACILITY | 2275 REV DR RANSOM HOWARD ST | PORT ARTHUR | TX | 77640 | JEFFERSON | CN605753813 | RN110966884 | External floating roofs on tanks used to store sour water. | The following property is used 100% for pollution control and is installed to meet or exceed federal or state regulations: External floating roofs on tanks used to store sour water. | 2023-02-28 | 245051 | 100
25795 | T1 | DIAMOND GREEN DIESEL LLC | DIAMOND GREEN DIESEL PORT ARTHUR FACILITY | 2275 REV DR RANSOM HOWARD ST | PORT ARTHUR | TX | 77640 | JEFFERSON | CN605753813 | RN110966884 | Temperature monitors, totalizing fuel flowmeters (throughput monitors), and pressure monitors for heaters (EPN E-55-201, E-55-202, and E-59-701). | The following property is used 100% for pollution control and is installed to meet or exceed federal or state regulations: Temperature monitors, totalizing fuel flowmeters (throughput monitors), and pressure monitors for heaters (EPN E-55-201, E-55-202, and E-59-701). | 2023-02-28 | 13049 | 100
25796 | T1 | DIAMOND GREEN DIESEL LLC | DIAMOND GREEN DIESEL PORT ARTHUR FACILITY | 2275 REV DR RANSOM HOWARD ST | PORT ARTHUR | TX | 77640 | JEFFERSON | CN605753813 | RN110966884 | Temperature monitors, totalizing fuel flowmeters (throughput monitors), and pressure monitors for heaters (EPNs E-55-201 and E-55-202). | The following property is used 100% for pollution control and is installed to meet or exceed federal or state regulations: Temperature monitors, totalizing fuel flowmeters (throughput monitors), and pressure monitors for heaters (EPNs E-55-201 and E-55-202) | 2023-02-28 | 65460.08 | 100
25797 | T1 | DIAMOND GREEN DIESEL LLC | DIAMOND GREEN DIESEL PORT ARTHUR FACILITY | 2275 REV DR RANSOM HOWARD ST | PORT ARTHUR | TX | 77640 | JEFFERSON | CN605753813 | RN110966884 | Flowmeters (throughput monitors) for diesel storage tanks (EPNs T-103, T-2301, and T-2302). | The following property is used 100% for pollution control and is installed to meet or exceed federal or state regulations: Flowmeters (throughput monitors) for diesel storage tanks (EPNs T-103, T-2301, and T-2302). | 2023-02-28 | 10000 | 100
25798 | T1 | DIAMOND GREEN DIESEL LLC | DIAMOND GREEN DIESEL PORT ARTHUR FACILITY | 2275 REV DR RANSOM HOWARD ST | PORT ARTHUR | TX | 77640 | JEFFERSON | CN605753813 | RN110966884 | Fuel gas H2S analyzers and fuel gas BTU analyzers. | The following property is used 100% for pollution control and is installed to meet or exceed federal or state regulations: Fuel gas H2S analyzers and fuel gas BTU analyzers. | 2023-04-06 | 30000 | 100
25799 | T1 | DIAMOND GREEN DIESEL LLC | DIAMOND GREEN DIESEL PORT ARTHUR FACILITY | 2275 REV DR RANSOM HOWARD ST | PORT ARTHUR | TX | 77640 | JEFFERSON | CN605753813 | RN110966884 | Temperature monitors and flowmeters (throughput monitors) for blend tanks (EPNs T-301, T-302, and T-303). | The following property is used 100% for pollution control and is installed to meet or exceed federal or state regulations: Temperature monitors and flowmeters (throughput monitors) for blend tanks (EPNs T-301, T-302, and T-303). | 2023-02-28 | 63463.47 | 100
25800 | T1 | DIAMOND GREEN DIESEL LLC | DIAMOND GREEN DIESEL PORT ARTHUR FACILITY | 2275 REV DR RANSOM HOWARD ST | PORT ARTHUR | TX | 77640 | JEFFERSON | CN605753813 | RN110966884 | Flowmeters (throughput monitors) for pretreatment unit tanks (EPN C-GDVOC). | The following property is used 100% for pollution control and is installed to meet or exceed federal or state regulations: Flowmeters (throughput monitors) for pretreatment unit tanks (EPN C-GDVOC). | 2023-02-28 | 17238.16 | 100
25801 | T1 | DIAMOND GREEN DIESEL LLC | DIAMOND GREEN DIESEL PORT ARTHUR FACILITY | 2275 REV DR RANSOM HOWARD ST | PORT ARTHUR | TX | 77640 | JEFFERSON | CN605753813 | RN110966884 | Temperature monitors and flowmeters (throughput monitors) for renewable diesel tanks (EPNs T-103, T-2301, and T-2302). | The following property is used 100% for pollution control and is installed to meet or exceed federal or state regulations: Temperature monitors and flowmeters (throughput monitors) for renewable diesel tanks (EPNs T-103, T-2301, and T-2302). | 2023-02-28 | 131493 | 100
25802 | T1 | DIAMOND GREEN DIESEL LLC | DIAMOND GREEN DIESEL PORT ARTHUR FACILITY | 2275 REV DR RANSOM HOWARD ST | PORT ARTHUR | TX | 77640 | JEFFERSON | CN605753813 | RN110966884 | Temperature monitors and flowmeters (throughput monitors) for naphtha tanks (EPNs T-321 and T-322). | The following property is used 100% for pollution control and is installed to meet or exceed federal or state regulations: Temperature monitors and flowmeters (throughput monitors) for naphtha tanks (EPNs T-321 and T-322). | 2023-02-28 | 109498 | 100
25803 | T1 | DIAMOND GREEN DIESEL LLC | DIAMOND GREEN DIESEL PORT ARTHUR FACILITY | 2275 REV DR RANSOM HOWARD ST | PORT ARTHUR | TX | 77640 | JEFFERSON | CN605753813 | RN110966884 | Temperature monitors and flowmeters (throughput monitors) for slop oil tank (EPN T-325). | The following property is used 100% for pollution control and is installed to meet or exceed federal or state regulations: Temperature monitors and flowmeters (throughput monitors) for slop oil tank (EPN T-325). | 2023-02-28 | 53315 | 100
25804 | T1 | DIAMOND GREEN DIESEL LLC | DIAMOND GREEN DIESEL PORT ARTHUR FACILITY | 2275 REV DR RANSOM HOWARD ST | PORT ARTHUR | TX | 77640 | JEFFERSON | CN605753813 | RN110966884 | Temperature monitors and flowmeters (throughput monitors) for fats/oil tanks (EPNs T-304, T-54-001, T-311, T-312, and T-313). | The following property is used 100% for pollution control and is installed to meet or exceed federal or state regulations: Temperature monitors and flowmeters (throughput monitors) for fats/oil tanks (EPNs T-304, T-54-001, T-311, T-312, and T-313). | 2023-02-28 | 63463.47 | 100
25805 | T1 | DIAMOND GREEN DIESEL LLC | VALERO PORT ARTHUR REFINERY | 1801 S GULFWAY DR | PORT ARTHUR | TX | 77640 | JEFFERSON | CN605753813 | RN102584026 | Temperature monitors and flowmeters (throughput monitors) for sour water tanks (tanks 134 and 1001). | The following property is used 100% for pollution control and is installed to meet or exceed federal or state regulations: Temperature monitors and flowmeters (throughput monitors) for sour water tanks (tanks 134 and 1001). | 2023-04-05 | 53591 | 100
25806 | T1 | DIAMOND GREEN DIESEL LLC | DIAMOND GREEN DIESEL PORT ARTHUR FACILITY | 2275 REV DR RANSOM HOWARD ST | PORT ARTHUR | TX | 77640 | JEFFERSON | CN605753813 | RN110966884 | Cooling tower drift eliminator for EPN E-CT-350. | The following property is used 100% for pollution control and is installed to meet or exceed federal or state regulations: Cooling tower drift eliminator for EPN E-CT-350. | 2023-02-28 | 56000 | 100
25807 | T3 | DIAMOND GREEN DIESEL LLC | VALERO PORT ARTHUR REFINERY | 1801 S GULFWAY DR | PORT ARTHUR | TX | 77640 | JEFFERSON | CN605753813 | RN102584026 | Sour water stripper. | The following property is used 93.99% for pollution control and is installed to meet or exceed federal or state regulations: Sour water stripper. | 2023-02-07 | 72053434.13 | 93.99
25808 | T1 | MARTIN MARIETTA TEXAS READY-MIX LLC | TXI ORANGE READY MIX | Latitude = 30.0893, Longitude = -93.7769 | Orange County | TX | 77630 | ORANGE | CN606115699 | RN101950657 | Dust collector. | The following property is used 100% for pollution control and is installed to meet or exceed federal or state regulations: Dust collector. | 2023-06-26 | 64517 | 100
25809 | T1 | TXI OPERATIONS LP | TXI OPERATIONS | 1200 W HWY 114 | ROANOKE | TX | 76262 | DENTON | CN600125157 | RN102845005 | Wheel wash. | The following property is used 100% for pollution control and is installed to meet or exceed federal or state regulations: Wheel wash. | 2023-06-26 | 187220 | 100
25810 | T1 | TXI OPERATIONS LP | TXI CELINA AGGREGATE TERMINAL | 11481 COUNTY ROAD 53 | CELINA | TX | 75009 | COLLIN | CN600125157 | RN102419405 | 708,875 square feet of pavement. | The following property is used 100% for pollution control and is installed to meet or exceed federal or state regulations: 708,875 square feet of pavement. | 2023-05-12 | 896055 | 100
25811 | T1 | ORION ENGINEERED CARBONS LLC | BORGER CARBON BLACK PLANT | Latitude = 35.668055, Longitude = -101.432777 | Hutchinson County | TX | 79007 | HUTCHINSON | CN600123988 | RN100209659 | Tail gas emission control system consisting of tail gas blower and ducting; selective catalytic reactor with ammonia injection grid, ammonia vaporization skid, catalyst reactor and ammonia tank and pump; circulating dry scrubber system with lime silos, makeup water tank and circulating fluidized bed reactor; particulate bag filter; calcium sulphate storage silos; and treated tail gas induction fan. | The following property is used 100% for pollution control and is installed to meet or exceed federal or state regulations: Tail gas emission control system consisting of tail gas blower and ducting; selective catalytic reactor with ammonia injection grid, ammonia vaporization skid, catalyst reactor and ammonia tank and pump; circulating dry scrubber system with lime silos, makeup water tank and circulating fluidized bed reactor; particulate bag filter; calcium sulphate storage silos; and treated tail gas induction fan. | 2023-07-19 | 64550000 | 100
25812 | T1 | CANAL BARGE COMPANY INC | CANAL BARGE | Latitude = 29.763217, Longitude = -95.091921 | Harris County | TX | 77530 | HARRIS | CN605190974 | RN110139961 | Vapor control system including a vapor collection system, cargo gauging system, liquid overfill protection, vapor overpressure, vacuum protection, and pressure vacuum indicating device on barges USCG numbers 1287340, 1287341, 1294899, 1294900, and 1294679. | The following property is used 100% for pollution control and is installed to meet or exceed federal or state regulations: Vapor control system including a vapor collection system, cargo gauging system, liquid overfill protection, vapor overpressure, vacuum protection, and pressure vacuum indicating device on barges USCG numbers 1287340, 1287341, 1294899, 1294900, and 1294679. | 2023-05-16 | 1020000 | 100
25813 | T1 | CANAL BARGE COMPANY INC | CANAL BARGE | Latitude = 29.763217, Longitude = -95.091921 | Harris County | TX | 77530 | HARRIS | CN605190974 | RN110139961 | The incremental cost difference between a single-hulled barge and a double-hulled barge for tank barges USCG numbers 1287340, 1287341, 1294899, 1294900, and 1294679. | The following property is used 100% for pollution control and is installed to meet or exceed federal or state regulations: The incremental cost difference between a single-hulled barge and a double-hulled barge for tank barges USCG numbers 1287340, 1287341, 1294899, 1294900, and 1294679. | 2023-05-16 | 2550000 | 100
25814 | T1 | LHOIST NORTH AMERICA OF TEXAS LLC | NEW BRAUNFELS LIME PLANT | Latitude = 29.681111, Longitude = -98.178888 | Comal County | TX | 78132 | COMAL | CN605752088 | RN100552454 | Opacity monitor for the kiln baghouse. | The following property is used 100% for pollution control and is installed to meet or exceed federal or state regulations: Opacity monitor for the kiln baghouse. | 2023-05-24 | 55373 | 100
25815 | T1 | LHOIST NORTH AMERICA OF TEXAS LLC | NEW BRAUNFELS LIME PLANT | Latitude = 29.681111, Longitude = -98.178888 | Comal County | TX | 78132 | COMAL | CN605752088 | RN100552454 | Baghouse filter and bin vent. | The following property is used 100% for pollution control and is installed to meet or exceed federal or state regulations: Baghouse filter and bin vent. | 2023-05-18 | 2461752.96 | 100
25816 | T1 | MARTIN MARIETTA MATERIALS SOUTHWEST LLC | SMITHSON VALLEY MATERIALS | 29590 SMITHSON VALLEY RD | SAN ANTONIO | TX | 78261 | BEXAR | CN605057868 | RN105564777 | 2020 Peterbilt 348 water truck with Niece 4K gallon water tank. | The following property is used 100% for pollution control and is installed to meet or exceed federal or state regulations: 2020 Peterbilt 348 water truck with Niece 4K gallon water tank. | 2023-05-18 | 173403 | 100
25817 | T1 | MARTIN MARIETTA MATERIALS SOUTHWEST LLC | GCH BENDER | 15409 OLD HUMBLE RD | HUMBLE | TX | 77396 | HARRIS | CN605057868 | RN107129264 | 2017 INTL 7400 water truck D with 4,000-gallon water tank. | The following property is used 100% for pollution control and is installed to meet or exceed federal or state regulations: 2017 INTL 7400 water truck D with 4,000-gallon water tank. | 2023-05-18 | 108829 | 100
25818 | T1 | MARTIN MARIETTA MATERIALS SOUTHWEST LLC | CORPUS CHRISTI YARD | 230 FLATO RD | CORPUS CHRISTI | TX | 78405 | NUECES | CN605057868 | RN105241673 | 2005 INT water truck #5299. | The following property is used 100% for pollution control and is installed to meet or exceed federal or state regulations: 2005 INT water truck #5299. | 2023-05-18 | 114106 | 100
25819 | T1 | MARTIN MARIETTA MATERIALS SOUTHWEST LLC | CHRISMAN YARD | 14329 CHRISMAN RD | HOUSTON | TX | 77039 | HARRIS | CN605057868 | RN103728242 | 2005 INT water truck #5299. | The following property is used 100% for pollution control and is installed to meet or exceed federal or state regulations: 2005 INT water truck #5299. | 2023-05-18 | 12300 | 100
25820 | T1 | TXI OPERATIONS LP | TXI MABANK READY MIX | Latitude = 32.357222, Longitude = -96.086666 | Henderson County | TX | 75147 | HENDERSON | CN600125157 | RN102704731 | Dust collector. | The following property is used 100% for pollution control and is installed to meet or exceed federal or state regulations: Dust collector. | 2023-06-26 | 64366 | 100
25821 | T1 | MARTIN MARIETTA MATERIALS SOUTHWEST LLC | PLANT 1 SNPIDTP500A0MG92849 SNPIDTP550K0MH5432 | PORTABLE 1701 CR 147 | Williamson County | TX | 78633 | WILLIAMSON | CN605057868 | RN111428900 | 2022 Cat 772 off highway water trk. | The following property is used 100% for pollution control and is installed to meet or exceed federal or state regulations: 2022 Cat 772 off highway water trk. | 2023-05-18 | 292031 | 100
25822 | T1 | MARTIN MARIETTA MATERIALS SOUTHWEST LLC | RIO MEDINA QUARRY | Latitude = 29.5175, Longitude = -98.8213 | Medina County | TX | 78253 | MEDINA | CN605057868 | RN106174576 | 2007 Komatsu HD325-7 water truck with Niece 4K gallon water tank. | The following property is used 100% for pollution control and is installed to meet or exceed federal or state regulations: 2007 Komatsu HD325-7 water truck with Niece 4K gallon water tank. | 2023-06-26 | 47045 | 100
25823 | T1 | MARTIN MARIETTA MATERIALS SOUTHWEST LLC | RIO MEDINA QUARRY | Latitude = 29.5175, Longitude = -98.8213 | Medina County | TX | 78253 | MEDINA | CN605057868 | RN106174576 | Wheel wash. | The following property is used 100% for pollution control and is installed to meet or exceed federal or state regulations: Wheel wash. | 2023-05-24 | 116155 | 100
25824 | T1 | EL PASO ELECTRIC COMPANY | NEWMAN POWER STATION | 4900 STAN ROBERTS SR AVE | EL PASO | TX | 79934 | EL PASO | CN600352819 | RN100211309 | Flue gas recirculation system installed on Unit 3 consisting of a nozzle, duct, dampers, expansion joints and other minor equipment. | The following property is used 100% for pollution control and is installed to meet or exceed federal or state regulations: Flue gas recirculation system installed on Unit 3 consisting of a nozzle, duct, dampers, expansion joints and other minor equipment. | 2023-05-22 | 146231 | 100
25825 | T1 | EL PASO ELECTRIC COMPANY | MONTANA POWER STATION | 13511B MONTANA AVE | EL PASO | TX | 79938 | EL PASO | CN600352819 | RN106392624 | Secondary containment consisting of epoxy lined cement for four Gengard GN8020 tanks and one Flogard MS6205 tank. | The following property is used 100% for pollution control and is installed to meet or exceed federal or state regulations: Secondary containment consisting of epoxy lined cement for four Gengard GN8020 tanks and one Flogard MS6205 tank. | 2023-07-13 | 255701 | 100
25826 | T1 | BRAES BAYOU GENERATING LLC | BRAES BAYOU PLANT | Latitude = 29.480277, Longitude = -95.620277 | Fort Bend County | TX | 77481 | FORT BEND | CN606006153 | RN110565843 | 122,713 square feet of concrete for the plant roadways. | The following property is used 100% for pollution control and is installed to meet or exceed federal or state regulations: 122,713 square feet of concrete for the plant roadways. | 2023-06-23 | 1390627 | 100
25827 | T1 | BRAES BAYOU II LLC | BRAES BAYOU PLANT | Latitude = 29.480277, Longitude = -95.620277 | Fort Bend County | TX | 77481 | FORT BEND | CN606032332 | RN110565843 | The continuous emissions monitoring system, consisting of monitors for emission points CT1 and CT2, measure emissions of NOx, CO, SO2, VOC, NH3, H2SO4, and (NH4)2SO4. | The following property is used 100% for pollution control and is installed to meet or exceed federal or state regulations: The continuous emissions monitoring system, consisting of monitors for emission points CT1 and CT2, measure emissions of NOx, CO, SO2, VOC, NH3, H2SO4, and (NH4)2SO4. | 2023-05-18 | 274830 | 100
25828 | T1 | BRAES BAYOU GENERATING LLC | BRAES BAYOU PLANT | Latitude = 29.480277, Longitude = -95.620277 | Fort Bend County | TX | 77481 | FORT BEND | CN606006153 | RN110565843 | The continuous emissions monitoring system, consisting of monitors for emission points CT-3 through CT-8, measure emissions of NOx, CO, SO2, VOC, NH3, H2SO4, and (NH4)2SO4. | The following property is used 100% for pollution control and is installed to meet or exceed federal or state regulations: The continuous emissions monitoring system, consisting of monitors for emission points CT-3 through CT-8, measure emissions of NOx, CO, SO2, VOC, NH3, H2SO4, and (NH4)2SO4. | 2023-05-18 | 1057680 | 100
25829 | T1 | BRAES BAYOU II LLC | BRAES BAYOU PLANT | Latitude = 29.480277, Longitude = -95.620277 | Fort Bend County | TX | 77481 | FORT BEND | CN606032332 | RN110565843 | The following property is used 100% for pollution control to meet or exceed federal or state regulations: The portion of the wastewater collection, treatment and disposal system owned by Braes Bayou II LLC consisting of a wastewater tank, oily water separator, pumps and associated piping. | The following property is used 100% for pollution control to meet or exceed federal or state regulations: The portion of the wastewater collection, treatment and disposal system owned by Braes Bayou II LLC consisting of a wastewater tank, oily water separator, pumps and associated piping. | 2023-06-06 | 253313 | 100
25830 | T1 | BRAES BAYOU GENERATING LLC | BRAES BAYOU PLANT | Latitude = 29.480277, Longitude = -95.620277 | Fort Bend County | TX | 77481 | FORT BEND | CN606006153 | RN110565843 | The portion of the wastewater collection, treatment and disposal system owned by Braes Bayou Generating LLC consisting of a wastewater tank, oily water separator, pumps and associated piping. | The following property is used 100% for pollution control to meet or exceed federal or state regulations: The portion of the wastewater collection, treatment and disposal system owned by Braes Bayou Generating LLC consisting of a wastewater tank, oily water separator, pumps and associated piping. | 2023-06-06 | 2075853 | 100
25831 | T1 | BRAES BAYOU II LLC | BRAES BAYOU PLANT | Latitude = 29.480277, Longitude = -95.620277 | Fort Bend County | TX | 77481 | FORT BEND | CN606032332 | RN110565843 | Selective catalytic reduction and exhaust systems including the associated ammonia tank, piping, and pump and exhaust systems for CT-1 and CT-2. | The following property is used 100% for pollution control to meet or exceed federal or state regulations: Selective catalytic reduction and exhaust systems including the associated ammonia tank, piping, and pump and exhaust systems for CT-1 and CT-2. | 2023-06-06 | 3335164 | 100
25832 | T1 | BRAES BAYOU GENERATING LLC | BRAES BAYOU PLANT | Latitude = 29.480277, Longitude = -95.620277 | Fort Bend County | TX | 77481 | FORT BEND | CN606006153 | RN110565843 | Selective catalytic reduction and exhaust systems including the associated ammonia tank, piping, and pump and exhaust systems for CT-3 through CT-8. | The following property is used 100% for pollution control to meet or exceed federal or state regulations: Selective catalytic reduction and exhaust systems including the associated ammonia tank, piping, and pump and exhaust systems for CT-3 through CT-8. | 2023-06-06 | 9460607 | 100
25833 | T1 | BROTMAN GENERATING LLC | BROTMAN POWER STATION | 1920 COUNTY ROAD 52 | ROSHARON | TX | 77583 | BRAZORIA | CN605850023 | RN111170924 | Stormwater conveyances and detention pond. | The following property is used 100% for pollution control to meet or exceed federal or state regulations: Stormwater conveyances and detention pond. | 2023-08-10 15:41 | 1333209 | 100
25834 | T1 | BROTMAN II LLC | BROTMAN POWER STATION | 1920 COUNTY ROAD 52 | ROSHARON | TX | 77583 | BRAZORIA | CN606089357 | RN111170924 | The continuous emissions monitoring systems, consisting of monitors for emission points CT-7 through CT-8, measure emissions of NOx, CO, SO2, VOC, NH3, H2SO4, and (NH4)2SO4. | The following property is used 100% for pollution control and is installed to meet or exceed federal or state regulations: The continuous emissions monitoring systems, consisting of monitors for emission points CT-7 through CT-8, measure emissions of NOx, CO, SO2, VOC, NH3, H2SO4, and (NH4)2SO4. | 2023-05-18 | 405275 | 100
25835 | T1 | BROTMAN GENERATING LLC | BROTMAN POWER STATION | 1920 COUNTY ROAD 52 | ROSHARON | TX | 77583 | BRAZORIA | CN605850023 | RN111170924 | The continuous emissions monitoring systems, consisting of monitors for emission points CT-1 through CT-6 , measure emissions of NOx, CO, SO2, VOC, NH3, H2SO4, and (NH4)2SO4. | The following property is used 100% for pollution control and is installed to meet or exceed federal or state regulations: The continuous emissions monitoring systems, consisting of monitors for emission points CT-1 through CT-6 , measure emissions of NOx, CO, SO2, VOC, NH3, H2SO4, and (NH4)2SO4. | 2023-05-23 | 1043310 | 100
25836 | T1 | BROTMAN II LLC | BROTMAN POWER STATION | 1920 COUNTY ROAD 52 | ROSHARON | TX | 77583 | BRAZORIA | CN606089357 | RN111170924 | Wastewater collection, treatment, and disposal system consisting of a wastewater tank, oily water separator, pumps, and piping. | The following property is used 100% for pollution control and is installed to meet or exceed federal or state regulations: Wastewater collection, treatment, and disposal system consisting of a wastewater tank, oily water separator, pumps, and piping. | 2023-06-28 | 252362 | 100
25837 | T1 | BROTMAN GENERATING LLC | BROTMAN POWER STATION | 1920 COUNTY ROAD 52 | ROSHARON | TX | 77583 | BRAZORIA | CN605850023 | RN111170924 | Wastewater collection, treatment, and disposal system consisting of a wastewater tank, oily water separator, pumps, and piping. | The following property is used 100% for pollution control and is installed to meet or exceed federal or state regulations: Wastewater collection, treatment, and disposal system consisting of a wastewater tank, oily water separator, pumps, and piping. | 2023-06-28 | 2150425 | 100
25838 | T1 | BROTMAN II LLC | BROTMAN POWER STATION | 1920 COUNTY ROAD 52 | ROSHARON | TX | 77583 | BRAZORIA | CN606089357 | RN111170924 | Two Selective Catalytic Reduction (SCR) units, associated ammonia tank, piping, and pump and exhaust systems for combustion turbine engines CT-7 and CT-8. | The following property is used 100% for pollution control and is installed to meet or exceed federal or state regulations: Two Selective Catalytic Reduction (SCR) units, associated ammonia tank, piping, and pump and exhaust systems for combustion turbine engines CT-7 and CT-8. | 2023-06-01 | 4025400 | 100
25839 | T1 | BROTMAN GENERATING LLC | BROTMAN POWER STATION | 1920 COUNTY ROAD 52 | ROSHARON | TX | 77583 | BRAZORIA | CN605850023 | RN111170924 | Six Selective Catalytic Reduction (SCR) units, associated ammonia tank, piping, and pump and exhaust systems for combustion turbine engines CT-1 through CT-6. | The following property is used 100% for pollution control and is installed to meet or exceed federal or state regulations: Six Selective Catalytic Reduction (SCR) units, associated ammonia tank, piping, and pump and exhaust systems for combustion turbine engines CT-1 through CT-6. | 2023-06-01 | 11296559 | 100
25840 | T1 | LCY ELASTOMERS LP | LCY ELASTOMERS | 4803 DECKER DR | BAYTOWN | TX | 77520 | HARRIS | CN602579542 | RN102325974 | Forced draft fan for the Flue Gas Recirculation System on Boiler A | The following property is used 100% for pollution control to meet or exceed federal or state regulations: Forced draft fan for the Flue Gas Recirculation System on Boiler A. | 2023-08-17 | 59802 | 100
25841 | T1 | LCY ELASTOMERS LP | LCY ELASTOMERS | 4803 DECKER DR | BAYTOWN | TX | 77520 | HARRIS | CN602579542 | RN102325974 | Low pressure and high pressure flare tips | The following property is used 100% for pollution control to meet or exceed federal or state regulations: Low pressure and high pressure flare tips. | 2023-08-17 | 542850 | 100
25842 | T1 | LCY ELASTOMERS LP | LCY ELASTOMERS | 4803 DECKER DR | BAYTOWN | TX | 77520 | HARRIS | CN602579542 | RN102325974 | The Finishing Sump collects process wastewater from the Finishing area and is located between the exit of the Finishing building and the beginning of the underground wastewater sewer system. The Solids removal equipment that collects scrap rubber from the Finishing building sump pumps the rubber wastewater slurry up to a rotating drum that separates the water from the rubber. The removal of rubber reduces the buildup in the wastewater sewer and the Equalization Tank. | Application withdrawn by applicant | 2023-08-14 | 226591 | 100
25843 | T1 | MARK ONE GENERATING LLC | MARK ONE POWER STATION | Latitude = 29.227139, Longitude = -95.43052 | Brazoria County | TX | 77515 | BRAZORIA | CN605829647 | RN111112082 | Stormwater conveyances and detention pond. | The following property is used 100% for pollution control to meet or exceed federal or state regulations: Stormwater conveyances and detention pond. | 2023-08-10 15:41 | 2990128 | 100
25844 | T1 | MARK ONE GENERATING LLC | MARK ONE POWER STATION | Latitude = 29.227139, Longitude = -95.43052 | Brazoria County | TX | 77515 | BRAZORIA | CN605829647 | RN111112082 | The continuous emissions monitoring systems, consisting of monitors for emission points CT-1 through CT-6 , measure emissions of NOx, CO, SO2, VOC, NH3, H2SO4, and (NH4)2SO4. | The following property is used 100% for pollution control and is installed to meet or exceed federal or state regulations: The continuous emissions monitoring systems, consisting of monitors for emission points CT-1 through CT-6 , measure emissions of NOx, CO, SO2, VOC, NH3, H2SO4, and (NH4)2SO4. | 2023-05-18 | 957845 | 100
25845 | T1 | MARK ONE GENERATING LLC | MARK ONE POWER STATION | Latitude = 29.227139, Longitude = -95.43052 | Brazoria County | TX | 77515 | BRAZORIA | CN605829647 | RN111112082 | A wastewater collection, treatment, and disposal system consisting of a wastewater tank, oily water separator, pumps and associated piping. | The following property is used 100% for pollution control and is installed to meet or exceed federal or state regulations: A wastewater collection, treatment, and disposal system consisting of a wastewater tank, oily water separator, pumps and associated piping. | 2023-06-05 | 1868335 | 100
25846 | T1 | MARK ONE GENERATING LLC | MARK ONE POWER STATION | Latitude = 29.227139, Longitude = -95.43052 | Brazoria County | TX | 77515 | BRAZORIA | CN605829647 | RN111112082 | Six Selective Catalytic Reduction (SCR) units, associated ammonia tank, piping, and pump and exhaust systems for combustion turbine engines CT-1 through CT-6. | The following property is used 100% for pollution control and is installed to meet or exceed federal or state regulations: Six Selective Catalytic Reduction (SCR) units, associated ammonia tank, piping, and pump and exhaust systems for combustion turbine engines CT-1 through CT-6. | 2023-06-01 | 11298481 | 100
25847 | T1 | HRS OPERATING LLC | HRS CR308 PLANT - WATER HANDLING & DISPOSAL | 6331 CR 308 | KERMIT | TX | 79745 | WINKLER | CN605557875 | RN111542593 | Water containment and disposal system consisting of sand stockpile drainage, drainage protection under the driving areas to capture water, water storage vault, pond liners, settling pond, pond erosion control, sump tanks, pumps, and piping. | The following property is used 100% for pollution control to meet or exceed federal or state regulations: Water containment and disposal system consisting of sand stockpile drainage, drainage protection under the driving areas to capture water, water storage vault, pond liners, settling pond, pond erosion control, sump tanks, pumps, and piping. | 2023-07-14 | 8208037 | 100
25848 | T1 | HRS OPERATING LLC | HRS CR 308 PLANT - DUST CONTROL | 6331 CR 308 | KERMIT | TX | 79745 | WINKLER | CN605557875 | RN111542593 | Dust control system consisting of baghouses, dust collectors, and dust filter system including a compressor, ductwork, filter, a filter cleaning system, a discharge mechanism for dust removal, a dust receptacle to store the dust, bagging stations to contain the dust, and a dust removal system. | The following property is used 100% for pollution control to meet or exceed federal or state regulations: Dust control system consisting of baghouses, dust collectors, and dust filter system including a compressor, ductwork, filter, a filter cleaning system, a discharge mechanism for dust removal, a dust receptacle to store the dust, bagging stations to contain the dust, and a dust removal system. | 2023-07-14 | 573802 | 100
25849 | T1 | STEEL DYNAMICS SOUTHWEST LLC | STEEL DYNAMICS SOUTHWEST | 8534 HIGHWAY 89 | SINTON | TX | 78387 | SAN PATRICIO | CN605646041 | RN110750965 | Wastewater treatment system consisting of a caustic wastewater treatment section, backwash filter tank and thickener section, floc and dissolved air flotation (DAF) system section, equalization and neutralization section, and clarifier and filter press section including tanks, piping, valves, control systems, pumps, DAF system, filters, and filter presses. | The following property is used 100% for pollution control to meet or exceed federal or state regulations: Wastewater treatment system consisting of a caustic wastewater treatment section, backwash filter tank and thickener section, floc and dissolved air flotation (DAF) system section, equalization and neutralization section, and clarifier and filter press section including tanks, piping, valves, control systems, pumps, DAF system, filters, and filter presses. | 2023-08-14 | 7675000 | 100
25850 | T1 | STOLT TANKERS USA INC | STOLT BARGE SERVICES | 16300 DE ZAVALLA RD STE 7 | CHANNELVIEW | TX | 77530 | HARRIS | CN605387703 | RN104267133 | Wastewater line added to spill response vacuum system located at the A/B Dock. | The following property is used 100% for pollution control and is installed to meet or exceed federal or state regulations: Wastewater line added to spill response vacuum system located at the A/B Dock. | 2023-08-25 | 72613 | 100
25851 | T1 | STOLT TANKERS USA INC | STOLT BARGE SERVICES | 16300 DE ZAVALLA RD STE 7 | CHANNELVIEW | TX | 77530 | HARRIS | CN605387703 | RN104267133 | Flare burners and pressure safety valves on the vapor collection line from the degassing tank barge area. | The following property is used 100% for pollution control to meet or exceed federal or state regulations: Flare burners and pressure safety valves on the vapor collection line from the degassing tank barge area. | 2023-08-24 | 33714 | 100
25852 | T1 | SAN MIGUEL ELECTRIC COOPERATIVE INC | SAN MIGUEL ELECTRIC PLANT | Latitude = 28.708888, Longitude = -98.472222 | Atascosa County | TX | 78026 | ATASCOSA | CN600132278 | RN100226539 | Electro-static precipitation system including ductwork, TR sets – electrodes – rappers, hoppers, and conveying system including ductwork and vacuums. | The following property is used 100% for pollution control and is installed to meet or exceed federal or state regulations: Electro-static precipitation system including ductwork, TR sets – electrodes – rappers, hoppers, and conveying system including ductwork and vacuums. | 2023-03-17 | 748624.69 | 100
25853 | T1 | SAN MIGUEL ELECTRIC COOPERATIVE INC | SAN MIGUEL ELECTRIC PLANT | Latitude = 28.708888, Longitude = -98.472222 | Atascosa County | TX | 78026 | ATASCOSA | CN600132278 | RN100226539 | Cap and closure of the equalization pond. | The following property is used 100% for pollution control and is installed to meet or exceed federal or state regulations: Cap and closure of the equalization pond. | 2023-03-17 | 4341670.28 | 100
25854 | T1 | SAN MIGUEL ELECTRIC COOPERATIVE INC | SAN MIGUEL ELECTRIC PLANT | Latitude = 28.708888, Longitude = -98.472222 | Atascosa County | TX | 78026 | ATASCOSA | CN600132278 | RN100226539 | Replacement of bottom ash pond piping. | The following property is used 100% for pollution control and is installed to meet or exceed federal or state regulations: Replacement of bottom ash pond piping. | 2023-03-17 | 690130.55 | 100
25855 | T1 | SAN MIGUEL ELECTRIC COOPERATIVE INC | SAN MIGUEL ELECTRIC PLANT | 6200 FM 3387 | CHRISTINE | TX | 78012 | ATASCOSA | CN600132278 | RN100226539 | Containment berms at the dewatering bins of the bottom ash water transport system. | The following property is used 100% for pollution control and is installed to meet or exceed federal or state regulations: Containment berms at the dewatering bins of the bottom ash water transport system. | 2023-03-17 | 31294.09 | 100
25856 | T3 | CORPUS CHRISTI LIQUEFACTION LLC | CORPUS CHRISTI LIQUEFACTION | 622 HWY 35 | GREGORY | TX | 78359 | SAN PATRICIO | CN604136374 | RN104104716 | Waste heat recovery units (11WHR-3411 and 11WHR-3421) for Train 1. | The following property is used 56% for pollution control and is installed to meet or exceed federal or state regulations: Waste heat recovery units (11WHR-3411 and 11WHR-3421) for Train 1. | 2023-03-26 | 93094432 | 56
25857 | T2 | CHENIERE LAND HOLDINGS LLC | REYNOLDS METAL | Latitude = 27.90833, Longitude = -97.26667 | San Patricio County | TX | 78359 | SAN PATRICIO | CN604923789 | RN102080470 | Waste management remediation projects consisting of closing the northern portion of Duck Pond by backfilling it and installing a clay cap; capping and grading beds 5, 20, and 21; installing pumps and sprinklers to dewater the Raw Water Lake; and installing the berm separating the eastern and western portions of the Raw Water Lake. | The following property is used 100% for pollution control and is installed to meet or exceed federal or state regulations: Waste management remediation projects consisting of closing the northern portion of Duck Pond by backfilling it and installing a clay cap; capping and grading beds 5, 20, and 21; installing pumps and sprinklers to dewater the Raw Water Lake; and installing the berm separating the eastern and western portions of the Raw Water Lake. | 2023-08-08 13:36 | 3557316 | 100
25858 | T1 | LYONDELL CHEMICAL COMPANY | LYONDELL CHEMICAL BAYPORT CHOATE PLANT | 10801 CHOATE RD | PASADENA | TX | 77507 | HARRIS | CN600344402 | RN102523107 | Selective Catalytic Reduction (SCR) and Air Fuel Ratio Controllers installed to emergency generators EMG-3901 and EMG-3902. | The following property is used 100% for pollution control and is installed to meet or exceed federal or state regulations: Selective Catalytic Reduction (SCR) and Air Fuel Ratio Controllers installed to emergency generators EMG-3901 and EMG-3902. | 2023-06-19 | 245000 | 100
25859 | T1 | LYONDELL CHEMICAL COMPANY | LYONDELL CHEMICAL BAYPORT CHOATE PLANT | 10801 CHOATE RD | PASADENA | TX | 77507 | HARRIS | CN600344402 | RN102523107 | The incremental costs between dual mechanical seals versus comparably sized single seal pumps on the following pumps G-1921A and B, G-1931A and B, G-3910A and B, G-3931A and B, G-3941A and B, G-3944A and B, G-3960A and B, G3980A and B, G-3981A and B, G-1910A and B, G-1920A and B, G-1909A and B, G-1912A and B, G-1950A and B, G-3921A and B, G-1584A and B, G-1685A and B, and G-1685C and D. | The following property is used 100% for pollution control and is installed to meet or exceed federal or state regulations: The incremental costs between dual mechanical seals versus comparably sized single seal pumps on the following pumps G-1921A and B, G-1931A and B, G-3910A and B, G-3931A and B, G-3941A and B, G-3944A and B, G-3960A and B, G3980A and B, G-3981A and B, G-1910A and B, G-1920A and B, G-1909A and B, G-1912A and B, G-1950A and B, G-3921A and B, G-1584A and B, G-1685A and B, and G-1685C and D. | 2023-06-19 | 216000 | 100
25860 | T1 | LYONDELL CHEMICAL COMPANY | LYONDELL CHEMICAL BAYPORT CHOATE PLANT | 10801 CHOATE RD | PASADENA | TX | 77507 | HARRIS | CN600344402 | RN102523107 | Flare header consisting of 3,546 feet of pipe connecting tanks F-1909, F-1912, F-1921, F-1931, and F-1685A/B, the continuous flare knockout drum, and the continuous flare. | The following property is used 100% for pollution control and is installed to meet or exceed federal or state regulations: Flare header consisting of 3,546 feet of pipe connecting tanks F-1909, F-1912, F-1921, F-1931, and F-1685A/B, the continuous flare knockout drum, and the continuous flare. | 2023-06-19 | 285000 | 100
25861 | T1 | LYONDELL CHEMICAL COMPANY | LYONDELL CHEMICAL BAYPORT CHOATE PLANT | 10801 CHOATE RD | PASADENA | TX | 77507 | HARRIS | CN600344402 | RN102523107 | Continuous Emission Monitoring Systems (CEMS) and fuel gas control meters located on the stacks of four reactor furnaces to include the shelter, highly-reactive volatile organic compound (HRVOC) analyzer, sample ports, and flow meter on the cooling tower. | The following property is used 100% for pollution control and is installed to meet or exceed federal or state regulations: Continuous Emission Monitoring Systems (CEMS) and fuel gas control meters located on the stacks of four reactor furnaces to include the shelter, highly-reactive volatile organic compound (HRVOC) analyzer, sample ports, and flow meter on the cooling tower. | 2023-06-21 | 1538000 | 100
25862 | T1 | LYONDELL CHEMICAL COMPANY | LYONDELL CHEMICAL BAYPORT CHOATE PLANT | 10801 CHOATE RD | PASADENA | TX | 77507 | HARRIS | CN600344402 | RN102523107 | Submerged Fill Pipes installed to tanks F-1912, F-1921, F-1931, F-1685 A and B, and F-1909. | The following property is used 100% for pollution control and is installed to meet or exceed federal or state regulations: Submerged Fill Pipes installed to tanks F-1912, F-1921, F-1931, F-1685 A and B, and F-1909. | 2023-06-20 | 150000 | 100
25863 | T1 | LYONDELL CHEMICAL COMPANY | LYONDELL CHEMICAL BAYPORT CHOATE PLANT | 10801 CHOATE RD | PASADENA | TX | 77507 | HARRIS | CN600344402 | RN102523107 | Internal floating roofs installed to tanks F-1912, F-1921, and F-1931. | The following property is used 100% for pollution control and is installed to meet or exceed federal or state regulations: Internal floating roofs installed to tanks F-1912, F-1921, and F-1931. | 2023-06-21 | 1000000 | 100
25864 | T1 | LYONDELL CHEMICAL COMPANY | LYONDELL CHEMICAL BAYPORT CHOATE PLANT | 10801 CHOATE RD | PASADENA | TX | 77507 | HARRIS | CN600344402 | RN102523107 | Wastewater collection and pretreatment system consisting of two wastewater tanks F-1685A and B, pH and total organic carbon (TOC) meters, online analyzer, and neutralization system. | The following property is used 100% for pollution control and is installed to meet or exceed federal or state regulations: Wastewater collection and pretreatment system consisting of two wastewater tanks F-1685A and B, pH and total organic carbon (TOC) meters, online analyzer, and neutralization system. | 2023-06-21 | 4600000 | 100
25865 | T1 | LYONDELL CHEMICAL COMPANY | LYONDELL CHEMICAL BAYPORT CHOATE PLANT | 10801 CHOATE RD | PASADENA | TX | 77507 | HARRIS | CN600344402 | RN102523107 | Cathodic protection installed to wastewater tanks F-1685A and B, Ethanol tank F-1912, RTBE tank F-1921, ETBE tank F-1931, Liquid Fuel tank F-1909, and applied to pipe between the wastewater tanks and the Gulf Coast Authority wastewater treatment facility. | The following property is used 100% for pollution control and is installed to meet or exceed federal or state regulations: Cathodic protection installed to wastewater tanks F-1685A and B, Ethanol tank F-1912, RTBE tank F-1921, ETBE tank F-1931, Liquid Fuel tank F-1909, and applied to pipe between the wastewater tanks and the Gulf Coast Authority wastewater treatment facility. | 2023-05-19 | 2250000 | 100
25866 | T3 | JOY GLOBAL LONGVIEW OPERATIONS LLC | JOY GLOBAL LONGVIEW OPERATIONS | 2400 MACARTHUR BLVD | LONGVIEW | TX | 75601 | GREGG | CN604357756 | RN100650779 | RoboVent ambient air filtration system in a fabrication building consisting of 34 vortex fusion units. | The following property is used 79.1% for pollution control and is installed to meet or exceed federal or state regulations: RoboVent ambient air filtration system in a fabrication building consisting of 34 vortex fusion units. | 2023-04-05 | 2214800 | 79.1
25867 | T3 | CORPUS CHRISTI LIQUEFACTION LLC | CORPUS CHRISTI LIQUEFACTION | 622 HWY 35 | GREGORY | TX | 78359 | SAN PATRICIO | CN604136374 | RN104104716 | Waste heat recovery units (23WHR-3411 and 23WHR-3421) for Train 3. | The following property is used 30% for pollution control and is installed to meet or exceed federal or state regulations: Waste heat recovery units (23WHR-3411 and 23WHR-3421) for Train 3. | 2023-04-13 | 58149356 | 30
25868 | T3 | CORPUS CHRISTI LIQUEFACTION LLC | CORPUS CHRISTI LIQUEFACTION | 622 HWY 35 | GREGORY | TX | 78359 | SAN PATRICIO | CN604136374 | RN104104716 | Waste heat recovery units (12WHR-3411 and 12WHR-3421) for Train 2. | The following property is used 55% for pollution control and is installed to meet or exceed federal or state regulations: Waste heat recovery units (12WHR-3411 and 12WHR-3421) for Train 2. | 2023-04-13 | 90859713 | 55
25869 | T1 | GCC PERMIAN LLC | ODESSA CEMENT PLANT | 16501 W MURPHY ST | ODESSA | TX | 79763 | ECTOR | CN605260686 | RN100213305 | GCC Permian LLC produces, distributes, and markets cement, concrete, aggregates, and innovative products for the construction industries in Mexico, the United States, Canada, and Latin America. Odessa Cement Plant is a cement manufacturing facility. The scanner system for the K1 and K2 continuous emission monitoring system was upgraded. | Application withdrawn by applicant | 2023-06-19 | 171683 | 100
25870 | T1 | GCC PERMIAN LLC | ODESSA CEMENT PLANT | 16501 W MURPHY ST | ODESSA | TX | 79763 | ECTOR | CN605260686 | RN100213305 | Dust control equipment consisting of a hood and baghouse for the primary crusher, airslides, and dust collectors. | The following property is used 100% for pollution control to meet or exceed federal or state regulations: Dust control equipment consisting of a hood and baghouse for the primary crusher, airslides, and dust collectors. | 2023-08-14 | 284710 | 100
25874 | T1 | SURGE OPERATING LLC | MAD DOG 1D SWD | Latitude = 32.569857, Longitude = -101.361018 | Borden County | TX | 79720 | BORDEN | CN605419498 | RN111713830 | Mad Dog 1D SWD consisting of two 1,000 BBLS SWD gun barrel tanks, two 500 BBLS SWD tanks, two 5,000 BPD TRIPLEX MDL 133T‐4L pump and motor sets, wellhead, piping, valves, gauges, meters, tubing inside the casing, and ancillary equipment. | The following property is used 100% for pollution control and is installed to meet or exceed federal or state regulations: Mad Dog 1D SWD consisting of two 1,000 BBLS SWD gun barrel tanks, two 500 BBLS SWD tanks, two 5,000 BPD TRIPLEX MDL 133T‐4L pump and motor sets, wellhead, piping, valves, gauges, meters, tubing inside the casing, and ancillary equipment. | 2023-06-02 | 5126068 | 100
25881 | T1 | SURGE OPERATING LLC | AHAB RECYCLE FACILITY | Latitude = 32.521059, Longitude = -101.55071 | Howard County | TX | 79720 | HOWARD | CN605419498 | RN111713905 | Ahab recycle facility, consisting of two 1,000-barrel gun barrel tanks, two 500-barrel produced water tanks, two triplex MDL 133T-4L pump and motor sets, wellhead, piping, valves, gauges, and meters. | The following property is used 100% for pollution control and is installed to meet or exceed federal or state regulations: Ahab recycle facility, consisting of two 1,000-barrel gun barrel tanks, two 500-barrel produced water tanks, two triplex MDL 133T-4L pump and motor sets, wellhead, piping, valves, gauges, and meters. | 2023-09-05 14:15 | 5811901 | 100
25882 | T1 | SURGE OPERATING LLC | HOBO SWD FACILITY | SEE ATTACHED MAP | Howard County | TX | 79720 | HOWARD | CN605419498 | RN111713913 | Hobo saltwater disposal facility, consisting of two 1,000-barrel gun barrel tanks, two 500-barrel produced water tanks, two triplex MDL 133T-4L pump and motor sets, wellhead, gauges, meters, valves, and piping. | The following property is used 100% for pollution control and is installed to meet or exceed federal or state regulations: Hobo saltwater disposal facility, consisting of two 1,000-barrel gun barrel tanks, two 500-barrel produced water tanks, two triplex MDL 133T-4L pump and motor sets, wellhead, gauges, meters, valves, and piping. | 2023-06-22 | 1370024 | 100
25884 | T1 | STOLTHAVEN HOUSTON INC | STOLTHAVEN HOUSTON TERMINAL | 15602 JACINTOPORT BLVD | HOUSTON | TX | 77015 | HARRIS | CN600124820 | RN100210475 | Improvements to the 2-3 Dock Marine Flare System, the T6, T3, T4, T5, R1, R2, and R3 truck and rail rack flare systems, the McGill Flare consisting of automation equipment that controls the venting process. | The following property is used 100% for pollution control to meet or exceed federal or state regulations: Improvements to the 2-3 Dock Marine Flare System, the T6, T3, T4, T5, R1, R2, and R3 truck and rail rack flare systems, the McGill Flare consisting of automation equipment that controls the venting process. | 2023-08-25 | 211648 | 100
25885 | T1 | STOLTHAVEN HOUSTON INC | STOLTHAVEN HOUSTON TERMINAL | 15602 JACINTOPORT BLVD | HOUSTON | TX | 77015 | HARRIS | CN600124820 | RN100210475 | High-level indicator alarms in the A, B, P and V tank farms and rail 3 and truck rack 5 areas. | The following property is used 100% for pollution control to meet or exceed federal or state regulations: High-level indicator alarms in the A, B, P and V tank farms and rail 3 and truck rack 5 areas. | 2023-09-18 | 508147 | 100
25886 | T1 | STOLTHAVEN HOUSTON INC | STOLTHAVEN HOUSTON TERMINAL | 15602 JACINTOPORT BLVD | HOUSTON | TX | 77015 | HARRIS | CN600124820 | RN100210475 | Stormwater conveyance and monitoring system consisting of drains, pumps, piping, for the wastewater drainage system at the 2-3 Dock and a wastewater emergency panel for Auxiliary Tanks 1 and 2. | The following property is used 100% for pollution control to meet or exceed federal or state regulations: Stormwater conveyance and monitoring system consisting of drains, pumps, piping, for the wastewater drainage system at the 2-3 Dock and a wastewater emergency panel for Auxiliary Tanks 1 and 2. | 2023-08-29 | 217677 | 100
25887 | T1 | SURGE OPERATING LLC | EAST VEALMOOR UNIT 52W INJECTOR WELL | Latitude = 32.500455, Longitude = -101.339164 | Howard County | TX | 79720 | HOWARD | CN605419498 | RN111715264 | East Vealmoor Unit #52W Injector Well facility, consisting of two 1,000 BBLS SWD gun barrel tanks, two 500 BBLS SWD tanks, two 5,000 BPD TRIPLEX MDL 133T‐4L pump and motor sets, wellhead, piping, valves, gauges, meters, tubing inside the casing, and ancillary equipment. | The following property is used 100% for pollution control and is installed to meet or exceed federal or state regulations: East Vealmoor Unit #52W Injector Well facility, consisting of two 1,000 BBLS SWD gun barrel tanks, two 500 BBLS SWD tanks, two 5,000 BPD TRIPLEX MDL 133T‐4L pump and motor sets, wellhead, piping, valves, gauges, meters, tubing inside the casing, and ancillary equipment. | 2023-06-02 | 4420667 | 100
25888 | T1 | SURGE OPERATING LLC | HOBO WEST WATER STATION | Latitude = 32.47831, Longitude = -101.4153 | Howard County | TX | 79720 | HOWARD | CN605419498 | RN111716064 | The property is a saltwater disposal facility SWD well, used solely for non-commercial purposes. Its purpose is to dispose saltwater that is produced in the drilling and extraction of oil and natural gas in an environmentally appropriate and regulatorily compliant manner. The facility is specifically designed to protect both groundwater and underground water sources. The saltwater is injected into this facility and delivered to an underground zone that is determined to be appropriate by the Texas Railroad Commission. The facility is the final step in the disposal process, after the saltwater is separated from oil and gas. The SWD Well Site includes Tanks, pumps, wellhead, well casing to protect zones not intended for disposal, tubing to control the flow inside the casing, meters to measure the amount of water disposed, valves to control the flow, and piping to control the water flow and to protect from the saltwater escaping. Exhibit A is a flow diagram of the SWD well facilities. The function of each major item of equipment is further described below. The saltwater arrives at the SWD well via piping, which brings the saltwater from the producing well sites. Exhibit B shows a diagram of the entire network of piping and SWD wells built. The water is then pumped into the tanks. Separate pumps, which are part of the facility, move the water from the tanks down to the wellbore. The meters on site measure the volume and pressure of the saltwater that is being disposed. This saltwater is pumped into one of the tanks, which acts as a settling vessel. Any skim of oil present is transferred into the oil storage tanks. The Skim Oil Tanks and associated costs, as production equipment, are not included in this application. The saltwater is then transferred out to either set of two water storage tanks. Pumps are used to move the saltwater through the process and then injected into the wellhead. The entire process is designed to protect the land and freshwater zones underground from the saltwater being disposed. | Application withdrawn by applicant | 2023-08-29 | 200000 | 100
25889 | T1 | SURGE OPERATING LLC | EAST VEALMOOR UNIT 38W INJECTOR WELL | Latitude = 32.500455, Longitude = -101.339164 | Howard County | TX | 79720 | HOWARD | CN605419498 | RN111716072 | East Vealmoor Unit #38W Injector Well, consisting of two 1,000 BBLS SWD gun barrel tanks, two 500 BBLS SWD tanks, two 5,000 BPD TRIPLEX MDL 133T‐4L pump and motor sets, wellhead, piping, valves, gauges, meters, tubing inside the casing, and ancillary equipment. | The following property is used 100% for pollution control and is installed to meet or exceed federal or state regulations: East Vealmoor Unit #38W Injector Well, consisting of two 1,000 BBLS SWD gun barrel tanks, two 500 BBLS SWD tanks, two 5,000 BPD TRIPLEX MDL 133T‐4L pump and motor sets, wellhead, piping, valves, gauges, meters, tubing inside the casing, and ancillary equipment. | 2023-06-02 | 4420667 | 100
25890 | T1 | SURGE OPERATING LLC | EAST VEALMOOR UNIT 20 INJECTOR WELL | Latitude = 32.508781, Longitude = -101.351121 | Howard County | TX | 79720 | HOWARD | CN605419498 | RN111716080 | East Vealmoor Unit 20 Injector Well, consisting of two 1,000 BBLS SWD gun barrel tanks, two 500 BBLS SWD tanks, two 5,000 BPD TRIPLEX MDL 133T‐4L pump and motor sets, wellhead, piping, valves, gauges, meters, tubing inside the casing, and ancillary equipment. | The following property is used 100% for pollution control and is installed to meet or exceed federal or state regulations: East Vealmoor Unit 20 Injector Well, consisting of two 1,000 BBLS SWD gun barrel tanks, two 500 BBLS SWD tanks, two 5,000 BPD TRIPLEX MDL 133T‐4L pump and motor sets, wellhead, piping, valves, gauges, meters, tubing inside the casing, and ancillary equipment. | 2023-06-02 | 4420667 | 100
25891 | T1 | SURGE OPERATING LLC | EAST VEALMOOR DISPOSAL UNIT 1 2 SWD | Latitude = 32.468454, Longitude = -101.418556 | Howard County | TX | 79720 | HOWARD | CN605419498 | RN111716098 | East Vealmoor Disposal Unit NO. 1 2 is a saltwater disposal facility, consisting of two 1,000-barrel gun barrel tanks, two 500-barrel produced water tanks, two triplex MDL 133T‐4L pumps, wellhead, well casing, tubing, meters, valves, and piping. | The following property is used 100% for pollution control and is installed to meet or exceed federal or state regulations: East Vealmoor Disposal Unit NO. 1 2 is a saltwater disposal facility, consisting of two 1,000-barrel gun barrel tanks, two 500-barrel produced water tanks, two triplex MDL 133T‐4L pumps, wellhead, well casing, tubing, meters, valves, and piping. | 2023-05-10 | 4420667 | 100
25892 | T1 | SURGE OPERATING LLC | EAST VEALMOOR DISPOSAL UNIT 1 1D SWD | Latitude = 32.477172, Longitude = -101.430239 | Howard County | TX | 79720 | HOWARD | CN605419498 | RN111716106 | East Vealmoor Disposal Unit NO. 1 1D saltwater disposal well facility, consisting of two 1,000-barrel gun barrel tanks, two 500-barrel produced water tanks, two triplex MDL 133T‐4L pumps, wellhead, well casing, tubing, meters, valves, and piping. | The following property is used 100% for pollution control and is installed to meet or exceed federal or state regulations: East Vealmoor Disposal Unit NO. 1 1D saltwater disposal well facility, consisting of two 1,000-barrel gun barrel tanks, two 500-barrel produced water tanks, two triplex MDL 133T‐4L pumps, wellhead, well casing, tubing, meters, valves, and piping. | 2023-04-29 | 4420667 | 100
25893 | T1 | SURGE OPERATING LLC | EAST VEALMOOR DISPOSAL UNIT NO 2 2 SWD | Latitude = 32.501649, Longitude = -101.437707 | Howard County | TX | 79720 | HOWARD | CN605419498 | RN111716114 | East Vealmoor Disposal Unit NO. 2 2D saltwater disposal well facility, consisting of two 1,000-barrel gun barrel tanks, two 500-barrel produced water tanks, two triplex MDL 133T‐4L pumps, wellhead, well casing, tubing, meters, valves, and piping. | The following property is used 100% for pollution control and is installed to meet or exceed federal or state regulations: East Vealmoor Disposal Unit NO. 2 2D saltwater disposal well facility, consisting of two 1,000-barrel gun barrel tanks, two 500-barrel produced water tanks, two triplex MDL 133T‐4L pumps, wellhead, well casing, tubing, meters, valves, and piping. | 2023-04-29 | 4420667 | 100
25894 | T1 | SURGE OPERATING LLC | EAST VEALMOOR DISPOSAL UNIT NO 2 1 SWD | Latitude = 32.496431, Longitude = -101.431096 | Howard County | TX | 79720 | HOWARD | CN605419498 | RN111716122 | East Vealmoor Disposal Unit NO. 2 1 saltwater disposal well facility, consisting of two 1,000-barrel gun barrel tanks, two 500-barrel produced water tanks, two triplex MDL 133T‐4L pumps, wellhead, well casing, tubing, meters, valves, and piping. | The following property is used 100% for pollution control and is installed to meet or exceed federal or state regulations: East Vealmoor Disposal Unit NO. 2 1 saltwater disposal well facility, consisting of two 1,000-barrel gun barrel tanks, two 500-barrel produced water tanks, two triplex MDL 133T‐4L pumps, wellhead, well casing, tubing, meters, valves, and piping. | 2023-04-29 | 4420667 | 100
25895 | T1 | SURGE OPERATING LLC | EAST VEALMOOR DISPOSAL UNIT 3 1 SWD | Latitude = 32.446759, Longitude = -101.433768 | Howard County | TX | 79720 | HOWARD | CN605419498 | RN111716148 | East Vealmoor Disposal Unit 3 1 saltwater disposal well facility, consisting of two 1,000-barrel gun barrel tanks, two 500-barrel produced water tanks, two triplex MDL 133T‐4L pumps, wellhead, well casing, tubing, meters, valves, and piping. | The following property is used 100% for pollution control and is installed to meet or exceed federal or state regulations: East Vealmoor Disposal Unit 3 1 saltwater disposal well facility, consisting of two 1,000-barrel gun barrel tanks, two 500-barrel produced water tanks, two triplex MDL 133T‐4L pumps, wellhead, well casing, tubing, meters, valves, and piping. | 2023-04-29 | 4420667 | 100
25896 | T1 | SURGE OPERATING LLC | YELLOW 1SW SWD | Latitude = 32.595681, Longitude = -102.303792 | Gaines County | TX | 79360 | GAINES | CN605419498 | RN111716155 | Yellow 1SW saltwater disposal well facility, consisting of two 1,000-barrel gun barrel tanks, two 500-barrel produced water tanks, two triplex MDL 133T‐4L pumps, wellhead, well casing, tubing, meters, valves, and piping. | The following property is used 100% for pollution control and is installed to meet or exceed federal or state regulations: Yellow 1SW saltwater disposal well facility, consisting of two 1,000-barrel gun barrel tanks, two 500-barrel produced water tanks, two triplex MDL 133T‐4L pumps, wellhead, well casing, tubing, meters, valves, and piping. | 2023-04-29 | 4420667 | 100
25897 | T1 | SURGE OPERATING LLC | 2023 HOWARD COUNTY SWD SYSTEM PIPING | INTERCONNECTING PIPING FOR SWD WELLS ACROSS HOWARD COUNTY MAP AND PIPING DETAIL ATTACHED | Howard County | TX | 79748 | HOWARD | CN605419498 | RN111716965 | 102.9014410 miles of 3-inch to 16-inch diameter piping that connect saltwater disposal wells. | The following property is used 100% for pollution control and is installed to meet or exceed federal or state regulations: 102.9014410 miles of 3-inch to 16-inch diameter piping that connect saltwater disposal wells. | 2023-06-23 | 49378000 | 100
25898 | T1 | SURGE OPERATING LLC | 2023 BORDEN COUNTY SWD PIPING | INTERCONNECTING PIPING FOR SWD WELLS ACROSS BORDEN COUNTY MAP AND PIPING DETAIL ATTACHED | Borden County | TX | 79720 | BORDEN | CN605419498 | RN111716973 | 35.1924978 miles of 6-inch to 16-inch diameter piping that connect saltwater disposal wells. | The following property is used 100% for pollution control and is installed to meet or exceed federal or state regulations: 35.1924978 miles of 6-inch to 16-inch diameter piping that connect saltwater disposal wells. | 2023-06-23 | 16963000 | 100
25899 | T1 | SURGE OPERATING LLC | ELROD PRODUCED WATER TREATMENT FACILITY | Latitude = 32.432448, Longitude = -101.577233 | Howard County | TX | 79748 | HOWARD | CN605419498 | RN111716981 | Elrod produced water treatment facility, consisting of two 1,000-barrel gun barrel tanks, two 500-barrel produced water tanks, two triplex MDL 133T-4L pump and motor sets, wellhead, piping, valves, gauges, and meters. | The following property is used 100% for pollution control and is installed to meet or exceed federal or state regulations: Elrod produced water treatment facility, consisting of two 1,000-barrel gun barrel tanks, two 500-barrel produced water tanks, two triplex MDL 133T-4L pump and motor sets, wellhead, piping, valves, gauges, and meters. | 2023-08-24 | 6959894 | 100
25900 | T1 | SURGE OPERATING LLC | GUNSIGHT RECYCLE PIT | Latitude = 32.537233, Longitude = -101.415624 | Borden County | TX | 79720 | BORDEN | CN605419498 | RN111716999 | Gunsight recycle pit, consisting of two 1,000-barrel gun barrel tanks, two 500-barrel produced water tanks, two triplex MDL 133T-4L pump and motor sets, wellhead, piping, valves, gauges, and meters. | The following property is used 100% for pollution control and is installed to meet or exceed federal or state regulations: Gunsight recycle pit, consisting of two 1,000-barrel gun barrel tanks, two 500-barrel produced water tanks, two triplex MDL 133T-4L pump and motor sets, wellhead, piping, valves, gauges, and meters. | 2023-08-24 | 2434586 | 100
25901 | T1 | SURGE OPERATING LLC | GUNSIGHT RECYCLE FACILITY | Latitude = 32.537233, Longitude = -101.415624 | Borden County | TX | 79720 | BORDEN | CN605419498 | RN111717005 | Gunsight recycle facility, consisting of two 1,000-barrel gun barrel tanks, two 500-barrel produced water tanks, two triplex MDL 133T-4L pump and motor sets, wellhead, piping, valves, gauges, and meters. | The following property is used 100% for pollution control and is installed to meet or exceed federal or state regulations: Gunsight recycle facility, consisting of two 1,000-barrel gun barrel tanks, two 500-barrel produced water tanks, two triplex MDL 133T-4L pump and motor sets, wellhead, piping, valves, gauges, and meters. | 2023-08-25 | 5647357 | 100
25902 | T1 | SURGE OPERATING LLC | TIGER RECYCLE FACILITY | SEE ATTACHED MAP | Howard County | TX | 79511 | HOWARD | CN605419498 | RN111717013 | Tiger recycle facility, consisting of two 1,000-barrel gun barrel tanks, two 500-barrel produced water tanks, two triplex MDL 133T-4L pump and motor sets, wellhead, piping, valves, gauges, and meters. | The following property is used 100% for pollution control and is installed to meet or exceed federal or state regulations: Tiger recycle facility, consisting of two 1,000-barrel gun barrel tanks, two 500-barrel produced water tanks, two triplex MDL 133T-4L pump and motor sets, wellhead, piping, valves, gauges, and meters. | 2023-09-12 | 3551771 | 100
25903 | T1 | S C TERMINALS LP | SOUTH COAST TERMINALS SRF | 10900 STRANG RD | LA PORTE | TX | 77571 | HARRIS | CN600347702 | RN102337581 | Stormwater containment consisting of 6,500 square feet of concrete in the truck loading/unloading area at the Mod Warehouse, berms and dikes including 6,842 square feet of containment in site drainage areas, and 5,600 square feet concrete for Tanks 301-315. | The following property is used 100% for pollution control and is installed to meet or exceed federal or state regulations: Stormwater containment consisting of 6,500 square feet of concrete in the truck loading/unloading area at the Mod Warehouse, berms and dikes including 6,842 square feet of containment in site drainage areas, and 5,600 square feet concrete for Tanks 301-315. | 2023-08-10 | 995514 | 100
25904 | T1 | PHELPS DODGE REFINING CORPORATION | PHELPS DODGE EL PASO OPERATION | 897 HAWKINS BLVD | EL PASO | TX | 79915 | EL PASO | CN600132179 | RN100226000 | Baghouse at the rod mill removes particulate matter from the rod mill exhaust | NOD response not received | 2023-09-29 | 1200777 | 100
25905 | T1 | PHELPS DODGE REFINING CORPORATION | PHELPS DODGE EL PASO OPERATION | 897 HAWKINS BLVD | EL PASO | TX | 79915 | EL PASO | CN600132179 | RN100226000 | Reverse Osmosis Unit used in CoGen area. It controls NOx in the air. water injection reduces NOx formation and is also a component of the predictive emissions monitoring system PEMS | NOD response not received | 2023-09-29 | 190080 | 100
25906 | T1 | SURGE OPERATING LLC | EAST VEALMOOR WATER INJECTION PLANT EVU WATER STATION | Latitude = 32.496769, Longitude = -101.347875 | Howard County | TX | 79720 | HOWARD | CN605419498 | RN111726642 | EAST VEALMOOR WATER INJECTION PLANT/EVU WATER STATION, consisting of two 1,000 bbl SWD gun barrel tanks, two 500 bbl SWD tanks, two 500 BPD TRIPLEX MDL 133T-4L pump and motor sets, piping, valves, gauges, meters, and ancillary equipment. | The following property is used 100% for pollution control and is installed to meet or exceed federal or state regulations: EAST VEALMOOR WATER INJECTION PLANT/EVU WATER STATION, consisting of two 1,000 bbl SWD gun barrel tanks, two 500 bbl SWD tanks, two 500 BPD TRIPLEX MDL 133T-4L pump and motor sets, piping, valves, gauges, meters, and ancillary equipment. | 2023-06-09 | 2157164 | 100
25907 | T1 | LOUISIANA-PACIFIC CORPORATION | CARTHAGE ORIENTED STRANDBOARD MILL | 1199 COUNTY ROAD 201 | CARTHAGE | TX | 75633 | PANOLA | CN600127534 | RN100215433 | Dryer regenerative thermal oxidizer (RTO) system consisting of RTO1, RTO2, RTO3, RTO4, and RTO5, stack RTO1-5, associated ductwork, isolation dampers, structural steel supports, foundations (28,500 square foot cement pad), and MCC building adjacent to the RTOs. | The following property is used 100% for pollution control and is installed to meet or exceed federal or state regulations: Dryer regenerative thermal oxidizer (RTO) system consisting of RTO1, RTO2, RTO3, RTO4, and RTO5, stack RTO1-5, associated ductwork, isolation dampers, structural steel supports, foundations (28,500 square foot cement pad), and MCC building adjacent to the RTOs. | 2023-09-13 | 29765900 | 100
25908 | T1 | NIXON ENGINEERING LLC | NIXON ENGINEERING | 1924 N STATE HIGHWAY 95 | BASTROP | TX | 78602 | BASTROP | CN606135630 | RN111728416 | The vegetated swales are in position at front, back and mid property that convey stormnwater to 2 pilot channels which convey into 2 weirs/structural controls that deliver a polluitant free discharge into TXDOT ROW stormwater ditches along TX Hwy 95 as the 2 aerobic septic systems spray a waste free product into the spray fields after being treated keeping the water table free of waste pollutants. The caliche and rock drives and parking areas do considerable work to prevent any possible leaks and spills from trucks, equipment etc. from percolating into the watershed and water table | Application withdrawn by applicant | 2023-06-01 | 925000 | 100
25909 | T1 | HONEYWELL INTERNATIONAL INC | HONEYWELL TXF004 | 3927 FM 1006 | ORANGE | TX | 77630 | ORANGE | CN600129159 | RN110797560 | Flares Control emissions of criteria pollutants to the atmosphere. Binary Columns Removal of isopropyl alcohol IPA from the sites wastewater stream. Recovered IPA is reused in the process. Vac Skids Removal volatile organic compounds VOCs entrained in wax prior to being sent to onsite storage vessels ECB Air emissions associated with blow downs are now routed to the Flare header instead of releasing to atmosphere. | Application withdrawn by applicant | 2023-09-28 | 29439481 | 100
25910 | T1 | BREAKTIME CORNER MARKET LLC | PANJWANI ENERGY STAR STOP 137 | 12602 EAST FWY | HOUSTON | TX | 77015 | HARRIS | CN606012391 | RN100522630 | T4 Overfill Alarms An external signaling device attached to the automatic gauging system which signals a spill or overfill in the system. This helps prevent liquid fuels products from entering in the immediate watershed. T10 Double Walled USTs Double walled USTs, in concert with secondary containment measures, are installed to prevent discharges, excursions and other leaks which significantly minimize the potential for liquid fuels and other Pollutants from being introduced into the immediate Watershed and Groundwater Sources T11 Double Walled Piping Double walled piping in concert with secondary containment measures are installed to prevent discharges, excursions and leaks which significantly minimize the potential for liquid fuels from being introduced into the immediate Watershed and Groundwater Sources. T12 Tank Sumps Liquid tight container to contain leaks or spills that involve tank top fittings and equipment. Sumps shall help to contain spills and leaks from being introduced into the immediate Watershed and Groundwater Sources. T15 Concrete Paving over USTs and Fuel Lines Reinforced Concrete Paving placed over a base material and level up course of Ty D Asphalt, ensures a rigid barrier protection to the Underground USTs and Equipment intended to furnish Fuel at the Pumps. Concrete Paving shall protect such USTs and Equipment from rupturing by surface elevations collapsing under excessive weight and prolonged use by vehicular traffic. T20 Automatic Tank Gauging The Tank Gauging Probe and Control Console monitors the possible release of Fuel Products, that if not detected pose a risk of entering into the immediate Watershed and Groundwater Sources. T22 Monitoring of Secondary Equipment Liquid Fuel Sensors installed between the double walled USTs and Double walled piping monitor for possible excursions and leaks in the immediate Watershed and Groundwater Sources. T23 Automatic Line Leak Detectors Installed at each Pump this feature is designed to detect leaks and excursions in the Underground double walled piping, which prevents potential introduction of Fuels into the immediate Watershed and Groundwater Sources | Application withdrawn by applicant | 2023-08-31 | 750000 | 100
25911 | T1 | SJRR POWER LLC | SJRR POWER | 18511 BEAUMONT HWY | HOUSTON | TX | 77049 | HARRIS | CN605633882 | RN109001842 | A SCR Catalyst system uses ammonia as a reactive agent to reduce NOx emissions | Application withdrawn by applicant | 2023-11-13 22:56 | 5000000 | 100
25912 | T1 | LION ELASTOMERS LLC | LION ELASTOMERS | 1615 MAIN ST | PORT NECHES | TX | 77651 | JEFFERSON | CN602296287 | RN100224799 | Replacement flare and associated equipment including a flare tip, flare stacks sections, flare steam flow meter with control valve and piping, flare vent flow meter and control valve, natural gas meter with control valve, new guy wires and associated structural support and electrical property for the SBR polymerization process. | The following property is used 100% for pollution control to meet or exceed federal or state regulations: Replacement flare and associated equipment including a flare tip, flare stacks sections, flare steam flow meter with control valve and piping, flare vent flow meter and control valve, natural gas meter with control valve, new guy wires and associated structural support and electrical property for the SBR polymerization process. | 2023-09-08 | 2048925 | 100
25913 | T1 | TEXAS LEHIGH CEMENT COMPANY LP | BUDA PLANT | 701 CEMENT PLANT RD | BUDA | TX | 78610 | HAYS | CN600127666 | RN102597846 | 2022 Kenworth Guzzler CL vacuum truck. | The following property is used 100% for pollution control to meet or exceed federal or state regulations: 2022 Kenworth Guzzler CL vacuum truck. | 2023-10-05 | 386010 | 100
25914 | T1 | CORRIGAN OSB LLC | CORRIGAN OSB | 1923 US HIGHWAY 287 W | CORRIGAN | TX | 75939 | POLK | CN604724831 | RN107922510 | Containment walls for Phenolic Tanks TKX-16 and TKX-17, MDI Storage Tank TKX-18, Wax Storage Tank TKX-19, Diesel Exhaust Fluid Tanks TKX-20 and TKX-21, and Corrigan II Caustic and Defoamer Room TKX-25 and TKX-26 and detention pond CUK Pond. | The following property is used 100% for pollution control to meet or exceed federal or state regulations: Containment walls for Phenolic Tanks TKX-16 and TKX-17, MDI Storage Tank TKX-18, Wax Storage Tank TKX-19, Diesel Exhaust Fluid Tanks TKX-20 and TKX-21, and Corrigan II Caustic and Defoamer Room TKX-25 and TKX-26 and detention pond CUK Pond. | 2023-09-22 | 409815 | 100
25915 | T1 | MULTI-CHEM GROUP LLC | MULTI-CHEM SONORA MANUFACTURING PLANT | 349 PR 4473 | SONORA | TX | 76950 | SUTTON | CN601492135 | RN103948733 | Scrubber system including an 18-inch diameter Packed Tower Scrubber mounted on a sump tank reservoir able to store a 110-gallon batch of scrubbing liquid for recirculation, vertical sealless recirculation pump mounted on the sump, associated corrosion-resistant piping, pH analyzer, level indicator, and vent lines routed to the scrubber. | The following property is used 100% for pollution control and is installed to meet or exceed federal or state regulations: Scrubber system including an 18-inch diameter Packed Tower Scrubber mounted on a sump tank reservoir able to store a 110-gallon batch of scrubbing liquid for recirculation, vertical sealless recirculation pump mounted on the sump, associated corrosion-resistant piping, pH analyzer, level indicator, and vent lines routed to the scrubber. | 2023-06-02 | 452972 | 100
25916 | T1 | PETRO-HUNT PERMIAN LLC | BROKEN SPOKE SWD FACILITY | Latitude = 31.620724, Longitude = -104.018478 | Reeves County | TX | 79772 | REEVES | CN606007938 | RN110519394 | Broken Spoke Saltwater Disposal Well Facility, consisting of Poly pipeline in a closed loop, associated tank battery, motors, pumps, and variable frequency drives, that move the produced saltwater from Petro-Hunt Permian, LLC oil and gas wells to their own SWD wells. | The following property is used 100% for pollution control to meet or exceed federal or state regulations: Broken Spoke Saltwater Disposal Well Facility, consisting of Poly pipeline in a closed loop, associated tank battery, motors, pumps, and variable frequency drives, that move the produced saltwater from Petro-Hunt Permian, LLC oil and gas wells to their own SWD wells. | 2023-08-17 | 500000 | 100
25917 | T1 | TEIJIN AUTOMOTIVE TECHNOLOGIES TEXAS LLC | TEIJIN SEGUIN PLANT | 2050 8TH ST | SEGUIN | TX | 78155 | GUADALUPE | CN605648435 | RN110757143 | wastewater discharge flow meter for reporting and recording purposes | NOD response not received | 2023-10-06 | 115661 | 100
25918 | T1 | TOPSOE INC | HALDOR TOPSOE | 10010 BAYPORT BLVD | PASADENA | TX | 77507 | HARRIS | CN600132435 | RN101211498 | Wastewater treatment property consisting of underground piping used to collect wastewater, two containment sumps, two submersible sump pumps, two tank inlet control valves, two 9,000-gallon holding tanks, two tank pH probes, two acid/caustic tank inlet control valves, caustic tote and pump, acid tote and pump, two tank outlet pumps, wastewater pipeline, and wastewater pipeline pH probe and flow indicator used to convey and treat wastewater prior to discharge to the Gulf Coast Authority. | The following property is used 100% for pollution control to meet or exceed federal or state regulations: Wastewater treatment property consisting of underground piping used to collect wastewater, two containment sumps, two submersible sump pumps, two tank inlet control valves, two 9,000-gallon holding tanks, two tank pH probes, two acid/caustic tank inlet control valves, caustic tote and pump, acid tote and pump, two tank outlet pumps, wastewater pipeline, and wastewater pipeline pH probe and flow indicator used to convey and treat wastewater prior to discharge to the Gulf Coast Authority. | 2023-10-11 | 653239 | 100
25919 | T1 | ASPHALT INC LLC | ASPHALT FACILITY SCHERTZ SITE | Latitude = 29.651666, Longitude = -98.246944 | Comal County | TX | 78132 | COMAL | CN604722728 | RN109670018 | Concrete containment structures for aboveground storage tanks. | The following property is used 100% for pollution control and is installed to meet or exceed federal or state regulations: Concrete containment structures for aboveground storage tanks. | 2023-09-11 | 120000 | 100
25920 | T1 | ASPHALT INC LLC | ASPHALT FACILITY SCHERTZ SITE | Latitude = 29.650193, Longitude = -98.244627 | Comal County | TX | 78132 | COMAL | CN604722728 | RN109670018 | Stormwater detention pond. | The following property is used 100% for pollution control and is installed to meet or exceed federal or state regulations: Stormwater detention pond. | 2023-09-11 | 265000 | 100
25921 | T1 | ASPHALT INC LLC | ASPHALT FACILITY SCHERTZ SITE | Latitude = 29.650193, Longitude = -98.244627 | Comal County | TX | 78132 | COMAL | CN604722728 | RN109670018 | 180,600 square feet of asphalt paving for all entry, exit roads, and main traffic routes at hot mix asphalt plant. | The following property is used 100% for pollution control and is installed to meet or exceed federal or state regulations: 180,600 square feet of asphalt paving for all entry, exit roads, and main traffic routes at hot mix asphalt plant. | 2023-08-29 | 260866 | 100
25922 | T1 | OQ CHEMICALS CORPORATION | OQ CHEMICALS BAY CITY PLANT | 2001 FM 3057 | BAY CITY | TX | 77414 | MATAGORDA | CN603164716 | RN105195655 | Approximately 400 feet of closed vent system piping used to direct vent gas from high purity propionaldehyde storage tanks V-5311, V-5334, V-5325, V-5326, V-5327, and V-1243 and distillation tower T-5307 to the flare system and boilers including valves, flanges, and connections. | The following property is used 100% for pollution control and is installed to meet or exceed federal or state regulations: Approximately 400 feet of closed vent system piping used to direct vent gas from high purity propionaldehyde storage tanks V-5311, V-5334, V-5325, V-5326, V-5327, and V-1243 and distillation tower T-5307 to the flare system and boilers including valves, flanges, and connections. | 2023-10-10 | 1130508 | 100
25923 | T1 | OQ CHEMICALS CORPORATION | OQ CHEMICALS BAY CITY PLANT | 2001 FM 3057 BAY CITY | BAY CITY | TX | 77414 | MATAGORDA | CN603164716 | RN105195655 | Internal floating roofs with mechanical shoes on methanol storage tank V-5332 and butanol storage tank V-5333. | The following property is used 100% for pollution control and is installed to meet or exceed federal or state regulations: Internal floating roofs with mechanical shoes on methanol storage tank V-5332 and butanol storage tank V-5333. | 2023-09-11 | 1260000 | 100
25924 | T1 | OQ CHEMICALS CORPORATION | OQ CHEMICALS BAY CITY PLANT | 2001 FM 3057 | BAY CITY | TX | 77414 | MATAGORDA | CN603164716 | RN105195655 | Above ground pre-injection equipment consisting of pumps, surge tanks and foundations, annulus fluid tanks and foundations, deep well tanks cartridge filters, associated piping and components connecting the tanks, pumps, and filters for underground injection control equipment. | The following property is used 100% for pollution control and is installed to meet or exceed federal or state regulations: Above ground pre-injection equipment consisting of pumps, surge tanks and foundations, annulus fluid tanks and foundations, deep well tanks cartridge filters, associated piping and components connecting the tanks, pumps, and filters for underground injection control equipment. | 2023-11-16 | 1296000 | 100
25925 | T1 | ASPHALT INC LLC | ASPHALT FACILITY SCHERTZ SITE | Latitude = 29.650193, Longitude = -98.244627 | Comal County | TX | 78132 | COMAL | CN604722728 | RN109670018 | Baghouse consisting of a fabric filter from the drum dryer. | The following property is used 100% for pollution control to meet or exceed federal or state regulations: Baghouse consisting of a fabric filter from the drum dryer. | 2023-08-29 | 250000 | 100
25926 | T1 | ENERGY PROPERTY PARTNERS LLC | BAYPORT FACILITY | 11200 BAY AREA BLVD | PASADENA | TX | 77507 | HARRIS | CN606118222 | RN100660216 | 3.5 acre stormwater detention pond. | The following property is used 100% for pollution control to meet or exceed federal or state regulations: 3.5 acre stormwater detention pond. | 2023-09-15 | 460052 | 100
25927 | T2 | ENTERPRISE CRUDE PIPELINE LLC | MIDLAND STATION | 2.25 MILES ON US 80 FROM HIGHWAY 715 AND US 80 INTERSECTION | Midland County | TX | 79702 | MIDLAND | CN603272592 | RN100214089 | External floating roofs with mechanical shoe primary seals and rim mounted wiper secondary seals for tanks 5655, 5662, 5665, 5666, and 5667. | The following property is used 100% for pollution control to meet or exceed federal or state regulations: External floating roofs with mechanical shoe primary seals and rim mounted wiper secondary seals for tanks 5655, 5662, 5665, 5666, and 5667. | 2023-10-25 | 14650000 | 100
25928 | T2 | ENTERPRISE CRUDE PIPELINE LLC | SEALY STATION | Latitude = 29.7744, Longitude = -97.15 | Austin County | TX | 77474 | AUSTIN | CN603272592 | RN100211770 | External floating roofs, mechanical shoe primary seals, and rim mounted wiper secondary seals for tanks 3512 and 3513. | The following property is used 100% for pollution control to meet or exceed federal or state regulations: External floating roofs, mechanical shoe primary seals, and rim mounted wiper secondary seals for tanks 3512 and 3513. | 2023-11-02 | 5694089 | 100
25929 | T1 | MULTI-CHEM GROUP LLC | ATHLON SOLUTIONS BAYPORT FACILITY | 11200 BAY AREA BLVD | PASADENA | TX | 77507 | HARRIS | CN601492135 | RN100660216 | Wastewater treatment consisting of an oil-water separator and T-90A storage tank. | The following property is used 100% for pollution control and is installed to meet or exceed federal or state regulations: Wastewater treatment consisting of an oil-water separator and T-90A storage tank. | 2023-11-03 | 3636286 | 100
25930 | T2 | ENTERPRISE PRODUCTS OPERATING LLC | YOAKUM CRYOGENIC PLANT | Latitude = 29.3455, Longitude = -97.1091 | Lavaca County | TX | 77995 | LAVACA | CN603211277 | RN106059777 | Waste Heat Recovery system designed to recover waste heat and hydrocarbon content from the 3 production trains to reduce the temperature, humidity, NOx, CO, & Hydrocarbon content of facility emissions output prior to release. | NOD response not received | 2023-12-11 | 26181234 | 100
25931 | T2 | ENTERPRISE CRUDE PIPELINE LLC | LYSSY CRUDE STATION | ON FM 1344 NEAR THE INTERSECTION OF CR 247 NEAR THREE OAKS | Wilson County | TX | 78147 | WILSON | CN603272592 | RN106075872 | External floating roof, mechanical shoe primary seal, and rim mounted wiper secondary seal for tank 3805. | The following property is used 100% for pollution control to meet or exceed federal or state regulations: External floating roof, mechanical shoe primary seal, and rim mounted wiper secondary seal for tank 3805. | 2023-11-03 | 2750000 | 100
25932 | T1 | ENTERPRISE HOUSTON SHIP CHANNEL LP | HOUSTON TERMINAL | Latitude = 29.743, Longitude = -95.1283 | Harris County | TX | 77015 | HARRIS | CN600129795 | RN100224740 | Internal floating roofs with mechanical shoe primary seals and rim mounted wiper secondary seals for tanks 100-54, 200-56, 275-70, 275-71, 275-72, 275-73, 390-35, 390-36, 80-37, SR1 and SR2. | The following property is used 100% for pollution control and is installed to meet or exceed federal or state regulations: Internal floating roofs with mechanical shoe primary seals and rim mounted wiper secondary seals for tanks 100-54, 200-56, 275-70, 275-71, 275-72, 275-73, 390-35, 390-36, 80-37, SR1 and SR2. | 2023-11-06 | 38705031 | 100
25933 | T1 | ENTERPRISE HOUSTON SHIP CHANNEL LP | HOUSTON TERMINAL | Latitude = 29.743, Longitude = -95.1283 | Harris County | TX | 77015 | HARRIS | CN600129795 | RN100224740 | Secondary containment berms for tanks 100-54, 200-56, 275-70, 275-71, 275-72, 275-73, 390-35, 390-36, 80-37, SR1 and SR2. | The following property is used 100% for pollution control and is installed to meet or exceed federal or state regulations: Secondary containment berms for tanks 100-54, 200-56, 275-70, 275-71, 275-72, 275-73, 390-35, 390-36, 80-37, SR1 and SR2. | 2023-11-06 | 10761887 | 100
25934 | T1 | ENTERPRISE CRUDE PIPELINE LLC | SEALY STATION | Latitude = 29.7744, Longitude = -97.15 | Austin County | TX | 77474 | AUSTIN | CN603272592 | RN100211770 | Geodesic domes on tanks 3512 and 3513. | The following property is used 100% for pollution control and is installed to meet or exceed federal or state regulations: Geodesic domes on tanks 3512 and 3513. | 2023-11-15 | 875000 | 100
25935 | T1 | SJRR POWER LLC | SJRR POWER PEAKING FACILITY | 18511 BEAUMONT HWY | HOUSTON | TX | 77049 | HARRIS | CN605633882 | RN110723897 | Selective Catalytic Reduction (SCR) catalyst system consisting of SCR duct box, ammonia activated catalyst, ammonia injection skid, exhaust stack and monitoring instruments, continuous emissions monitoring system, and ammonia storage and transfer system including aqueous ammonia horizontal tank, loading system and pumps. | The following property is used 100% for pollution control and is installed to meet or exceed federal or state regulations: Selective Catalytic Reduction (SCR) catalyst system consisting of SCR duct box, ammonia activated catalyst, ammonia injection skid, exhaust stack and monitoring instruments, continuous emissions monitoring system, and ammonia storage and transfer system including aqueous ammonia horizontal tank, loading system and pumps. | 2023-11-16 | 5000000 | 100
25936 | T1 | JOHNSON COUNTY POWER LLC | JOHNSON COUNTY GENERATION FACILITY | 831 SPARKS DR | CLEBURNE | TX | 76033 | JOHNSON | CN606144962 | RN100223312 | 85,661 square feet of concrete paving for vehicular traffic areas. | The following property is used 100% for pollution control and is installed to meet or exceed federal or state regulations: 85,661 square feet of concrete paving for vehicular traffic areas. | 2023-12-13 | 488375 | 100
25937 | T1 | RW MILLER POWER LLC | RANDLE W MILLER | LOCATED ON THE W SHORE OF LAKE PALO PINTO 3 MI E OF FM 919 APPROX 11 MI N OF THE CITY OF GORDON | Palo Pinto County | TX | 76484 | PALO PINTO | CN606151751 | RN102079910 | NOx controls to GT Units 4-5 consisting of steam/water injection system and associated ancillary equipment and continuous emissions monitoring system (CEMS) including analyzers, sampling systems, temperature monitors, flow monitors, and opacity monitors. | The following property is used 100% for pollution control and is installed to meet or exceed federal or state regulations: NOx controls to GT Units 4-5 consisting of steam/water injection system and associated ancillary equipment and continuous emissions monitoring system (CEMS) including analyzers, sampling systems, temperature monitors, flow monitors, and opacity monitors. | 2023-12-15 | 3944440 | 100
25938 | T1 | JOHNSON COUNTY POWER LLC | JOHNSON COUNTY GENERATION FACILITY | 831 SPARKS DR | CLEBURNE | TX | 76033 | JOHNSON | CN606144962 | RN100223312 | NOx controls to CT Unit 1 consisting of water/steam injection system, selective catalytic reduction system including catalyst beds, reagent storage, reagent-injection equipment, associated controls and instrumentation, continuous emissions monitoring system including analyzers, sampling systems, temperature monitors, flow monitors, opacity monitors, and associated ancillary equipment. | The following property is used 100% for pollution control and is installed to meet or exceed federal or state regulations: NOx controls to CT Unit 1 consisting of water/steam injection system, selective catalytic reduction system including catalyst beds, reagent storage, reagent-injection equipment, associated controls and instrumentation, continuous emissions monitoring system including analyzers, sampling systems, temperature monitors, flow monitors, opacity monitors, and associated ancillary equipment. | 2023-12-13 | 5324983 | 100
25939 | T1 | JOHNSON COUNTY POWER LLC | JOHNSON COUNTY GENERATION FACILITY | 831 SPARKS DR | CLEBURNE | TX | 76033 | JOHNSON | CN606144962 | RN100223312 | One heat recovery steam generator. | The following property is used 65% for pollution control and is installed to meet or exceed federal or state regulations: One heat recovery steam generator. | 2023-12-14 | 28111986 | 65
25940 | T3 | JACK COUNTY POWER LLC | JACK COUNTY GENERATION FACILITY | Latitude = 33.105, Longitude = -97.959444 | Jack County | TX | 76458 | JACK | CN606151280 | RN100221985 | Zero liquid discharge (ZLD) system consisting of two aquatech high efficiency reverse osmosis (HERO) systems, makeup water clearwell, filtered water storage tank, cooling tower blowdown storage, ZLD clearwell, weak acid cation (WAC) rinse water to cooling tower basin, clarifier, coagulant feed system, polymer feed system, lime feed system, acid feed system, gravity filters, WAC softeners, two HERO units, bypass storage tank, crystallizer, recovered water storage tank, anti-foam system, and crystallizer solids dewatering system. | The following property is used 100% for pollution control and is installed to meet or exceed federal or state regulations: Zero liquid discharge (ZLD) system consisting of two aquatech high efficiency reverse osmosis (HERO) systems, makeup water clearwell, filtered water storage tank, cooling tower blowdown storage, ZLD clearwell, weak acid cation (WAC) rinse water to cooling tower basin, clarifier, coagulant feed system, polymer feed system, lime feed system, acid feed system, gravity filters, WAC softeners, two HERO units, bypass storage tank, crystallizer, recovered water storage tank, anti-foam system, and crystallizer solids dewatering system. | 2024-03-12 | 21728687 | 100
25941 | T1 | JACK COUNTY POWER LLC | JACK COUNTY GENERATION FACILITY | Latitude = 33.105, Longitude = -97.959444 | Jack County | TX | 76458 | JACK | CN606151280 | RN100221985 | 194,288 square feet of asphalt paving for vehicular traffic areas. | The following property is used 100% for pollution control and is installed to meet or exceed federal or state regulations: 194,288 square feet of asphalt paving for vehicular traffic areas. | 2023-12-14 | 1107684 | 100
25942 | T1 | JACK COUNTY POWER LLC | JACK COUNTY GENERATION FACILITY | Latitude = 33.105, Longitude = -97.959444 | Jack County | TX | 76458 | JACK | CN606151280 | RN100221985 | NOx controls to CT Units 1-4 consisting of dry low NOx combustion systems including fuel nozzle assemblies, transition piece assemblies, cap assemblies, combustion liners, inner crossfire tubes and outer crossfire tubes; selective catalytic reduction systems including catalyst beds, reagent storage, multi-level reagent-injection equipment, associated controls and instrumentation; and continuous emissions monitoring systems including analyzers, sampling systems, temperature monitors, flow monitors, opacity monitors, and associated ancillary equipment. | The following property is used 100% for pollution control and is installed to meet or exceed federal or state regulations: NOx controls to CT Units 1-4 consisting of dry low NOx combustion systems including fuel nozzle assemblies, transition piece assemblies, cap assemblies, combustion liners, inner crossfire tubes and outer crossfire tubes; selective catalytic reduction systems including catalyst beds, reagent storage, multi-level reagent-injection equipment, associated controls and instrumentation; and continuous emissions monitoring systems including analyzers, sampling systems, temperature monitors, flow monitors, opacity monitors, and associated ancillary equipment. | 2023-12-14 | 43930946 | 100
25943 | T1 | JACK COUNTY POWER LLC | JACK COUNTY GENERATION FACILITY | Latitude = 33.105, Longitude = -97.959444 | Jack County | TX | 76458 | JACK | CN606151280 | RN100221985 | Four heat recovery system generators. | The following property is used 65% for pollution control and is installed to meet or exceed federal or state regulations: Four heat recovery system generators. | 2023-12-15 | 210488852 | 65
25944 | T2 | BAYTOWN ENERGY CENTER LLC | BAYTOWN ENERGY CENTER | 8605 FM 1405 RD | BAYTOWN | TX | 77523 | CHAMBERS | CN600376073 | RN100226067 | Carbon capture system (CCS) consisting of two quencher columns, two absorber columns, one regenerator (or stripper vessel), compressor, CCS piping, and support equipment consisting of a raw water lift station; raw water treatment unit; raw water storage tank; cooling water system consisting of a cooling tower, cooling tower basin, circulating water pumps, flow metering, supply and return piping, and cooling tower treatment package; demineralized water system; amine storage system consisting of amine tanks, pumps, and heaters; caustic storage system consisting of a storage tank, heater, and inline mixer; compressed air system; nitrogen system; hydrogen distribution piping; pressure regulation and overpressure protection including valves and gauges; steam letdown system consisting of high pressure steam supply, backpressure steam turbine generator, bypass pressure reducing valve (PRV), pressure reducing valves for auxiliary steam, and desuperheaters; steam condensate system consisting of condensate polisher, condensate piping, and tanks for condensate and off spec condensate; and process wastewater system consisting of a collection tank, pumps, and monitoring equipment. | The following property is used 100% for pollution control and is installed to meet or exceed federal or state regulations: Carbon capture system (CCS) consisting of two quencher columns, two absorber columns, one regenerator (or stripper vessel), compressor, CCS piping, and support equipment consisting of a raw water lift station; raw water treatment unit; raw water storage tank; cooling water system consisting of a cooling tower, cooling tower basin, circulating water pumps, flow metering, supply and return piping, and cooling tower treatment package; demineralized water system; amine storage system consisting of amine tanks, pumps, and heaters; caustic storage system consisting of a storage tank, heater, and inline mixer; compressed air system; nitrogen system; hydrogen distribution piping; pressure regulation and overpressure protection including valves and gauges; steam letdown system consisting of high pressure steam supply, backpressure steam turbine generator, bypass pressure reducing valve (PRV), pressure reducing valves for auxiliary steam, and desuperheaters; steam condensate system consisting of condensate polisher, condensate piping, and tanks for condensate and off spec condensate; and process wastewater system consisting of a collection tank, pumps, and monitoring equipment. | 2023-12-13 | 1042000000 | 100
25945 | T1 | GRAY OAK PIPELINE LLC | GRAY OAK PIPELINE - BEE COUNTY | CRUDE OIL PIPELINE CROSSING BEE COUNTY | Bee County | TX | 78102 | BEE | CN605648658 | RN111196036 | Sedimentation and erosion controls consisting of slope breakers, silt fences, sedimentation barriers, staked hay or straw bales, matting and diking. | The following property is used 100% for pollution control and is installed to meet or exceed federal or state regulations: Sedimentation and erosion controls consisting of slope breakers, silt fences, sedimentation barriers, staked hay or straw bales, matting and diking. | 2024-02-07 | 2881355 | 100
25946 | T1 | GRAY OAK PIPELINE LLC | GRAY OAK PIPELINE - ZAVALA COUNTY | THIS APPLICATION IS FOR PIPELINE CROSSING ZAVALA COUNTY | Zavala County | TX | 78839 | ZAVALA | CN605648658 | RN111195491 | Sedimentation and erosion controls consisting of slope breakers, silt fences, sedimentation barriers, staked hay or straw bales, matting and diking. | The following property is used 100% for pollution control and is installed to meet or exceed federal or state regulations: Sedimentation and erosion controls consisting of slope breakers, silt fences, sedimentation barriers, staked hay or straw bales, matting and diking. | 2024-02-07 | 6967664 | 100
25947 | T1 | GRAY OAK PIPELINE LLC | GRAY OAK PIPELINE - WINKLER COUNTY | CRUDE OIL PIPELINE CROSSING WINKLER COUNTY | Winkler County | TX | 79745 | WINKLER | CN605648658 | RN111196010 | Sedimentation and erosion controls consisting of slope breakers, silt fences, sedimentation barriers, staked hay or straw bales, matting and diking. | The following property is used 100% for pollution control and is installed to meet or exceed federal or state regulations: Sedimentation and erosion controls consisting of slope breakers, silt fences, sedimentation barriers, staked hay or straw bales, matting and diking. | 2024-02-07 | 3354846 | 100
25948 | T1 | GRAY OAK PIPELINE LLC | GRAY OAK PIPELINE - WHARTON COUNTY | CRUDE OIL PIPELINE CROSSING WHARTON COUNTY | Wharton County | TX | 77488 | WHARTON | CN605648658 | RN111196085 | Sedimentation and erosion controls consisting of slope breakers, silt fences, sedimentation barriers, staked hay or straw bales, matting and diking. | The following property is used 100% for pollution control and is installed to meet or exceed federal or state regulations: Sedimentation and erosion controls consisting of slope breakers, silt fences, sedimentation barriers, staked hay or straw bales, matting and diking. | 2024-02-07 | 2037135 | 100
25949 | T1 | GRAY OAK PIPELINE LLC | GRAY OAK PIPELINE - VICTORIA COUNTY | CRUDE OIL PIPELINE CROSSING VICTORIA COUNTY | Victoria County | TX | 77901 | VICTORIA | CN605648658 | RN111196002 | Sedimentation and erosion controls consisting of slope breakers, silt fences, sedimentation barriers, staked hay or straw bales, matting and diking. | The following property is used 100% for pollution control and is installed to meet or exceed federal or state regulations: Sedimentation and erosion controls consisting of slope breakers, silt fences, sedimentation barriers, staked hay or straw bales, matting and diking. | 2024-02-07 | 2847026 | 100
25950 | T1 | GRAY OAK PIPELINE LLC | GRAY OAK PIPELINE - UPTON COUNTY | THIS APPLICATION IS FOR PIPELINE CROSSING UPTON COUNTY | Upton County | TX | 79752 | UPTON | CN605648658 | RN111195475 | Sedimentation and erosion controls consisting of slope breakers, silt fences, sedimentation barriers, staked hay or straw bales, matting and diking. | The following property is used 100% for pollution control and is installed to meet or exceed federal or state regulations: Sedimentation and erosion controls consisting of slope breakers, silt fences, sedimentation barriers, staked hay or straw bales, matting and diking. | 2024-02-08 | 5815225 | 100
25951 | T1 | GRAY OAK PIPELINE LLC | GRAY OAK PIPELINE - SUTTON COUNTY | THIS APPLICATION IS FOR PIPELINE CROSSING SUTTON COUNTY | Sutton County | TX | 76950 | SUTTON | CN605648658 | RN111195459 | Sedimentation and erosion controls consisting of slope breakers, silt fences, sedimentation barriers, staked hay or straw bales, matting and diking. | The following property is used 100% for pollution control and is installed to meet or exceed federal or state regulations: Sedimentation and erosion controls consisting of slope breakers, silt fences, sedimentation barriers, staked hay or straw bales, matting and diking. | 2024-02-08 | 6239474 | 100
25954 | T1 | GRAY OAK PIPELINE LLC | GRAY OAK PIPELINE - SAN PATRICIO COUNTY | CRUDE OIL PIPELINE LOCATED IN SAN PATRICIO COUNTY | San Patricio County | TX | 78387 | SAN PATRICIO | CN605648658 | RN111195400 | Sedimentation and erosion controls consisting of slope breakers, silt fences, sedimentation barriers, staked hay or straw bales, matting and diking. | The following property is used 100% for pollution control and is installed to meet or exceed federal or state regulations: Sedimentation and erosion controls consisting of slope breakers, silt fences, sedimentation barriers, staked hay or straw bales, matting and diking. | 2024-02-08 | 9511458 | 100
25956 | T1 | GRAY OAK PIPELINE LLC | GRAY OAK PIPELINE REAGAN COUNTY | PIPELINE CROSSING REAGAN COUNTY | Reagan County | TX | 76932 | REAGAN | CN605648658 | RN111191011 | Sedimentation and erosion controls consisting of slope breakers, silt fences, sedimentation barriers, staked hay or straw bales, matting and diking. | The following property is used 100% for pollution control and is installed to meet or exceed federal or state regulations: Sedimentation and erosion controls consisting of slope breakers, silt fences, sedimentation barriers, staked hay or straw bales, matting and diking. | 2024-02-08 | 4165365 | 100
25958 | T1 | GRAY OAK PIPELINE LLC | GRAY OAK PIPELINE - MCMULLEN COUNTY | CRUDE OIL PIPELINE CROSSING MCMULLEN COUNTY | Mcmullen County | TX | 78072 | MCMULLEN | CN605648658 | RN111195897 | Sedimentation and erosion controls consisting of slope breakers, silt fences, sedimentation barriers, staked hay or straw bales, matting and diking. | The following property is used 100% for pollution control and is installed to meet or exceed federal or state regulations: Sedimentation and erosion controls consisting of slope breakers, silt fences, sedimentation barriers, staked hay or straw bales, matting and diking. | 2024-02-08 | 4538824 | 100
25960 | T1 | GRAY OAK PIPELINE LLC | GRAY OAK PIPELINE - MATAGORDA COUNTY | CRUDE OIL PIPELINE CROSSING MATAGORDA COUNTY | Matagorda County | TX | 77414 | MATAGORDA | CN605648658 | RN111195855 | Sedimentation and erosion controls consisting of slope breakers, silt fences, sedimentation barriers, staked hay or straw bales, matting and diking. | The following property is used 100% for pollution control and is installed to meet or exceed federal or state regulations: Sedimentation and erosion controls consisting of slope breakers, silt fences, sedimentation barriers, staked hay or straw bales, matting and diking. | 2024-02-08 | 2663165 | 100
25961 | T1 | GRAY OAK PIPELINE LLC | GRAY OAK PIPELINE - LOVING COUNTY | THIS APPLICATION IS FOR PIPELINE CROSSING LOVING COUNTY | Loving County | TX | 79754 | LOVING | CN605648658 | RN111195509 | Sedimentation and erosion controls consisting of slope breakers, silt fences, sedimentation barriers, staked hay or straw bales, matting and diking. | The following property is used 100% for pollution control and is installed to meet or exceed federal or state regulations: Sedimentation and erosion controls consisting of slope breakers, silt fences, sedimentation barriers, staked hay or straw bales, matting and diking. | 2024-02-08 | 5053561 | 100
25962 | T1 | GRAY OAK PIPELINE LLC | GRAY OAK PIPELINE - LIVE OAK COUNTY | PIPELINE CROSSING LIVE OAK COUNTY | Live Oak County | TX | 78022 | LIVE OAK | CN605648658 | RN111195392 | Sedimentation and erosion controls consisting of slope breakers, silt fences, sedimentation barriers, staked hay or straw bales, matting and diking. | The following property is used 100% for pollution control and is installed to meet or exceed federal or state regulations: Sedimentation and erosion controls consisting of slope breakers, silt fences, sedimentation barriers, staked hay or straw bales, matting and diking. | 2024-02-08 | 13684181 | 100
25964 | T1 | GRAY OAK PIPELINE LLC | GRAY OAK PIPELINE - KINNEY COUNTY | THIS IS A CRUDE OIL PIPELINE CROSSING KINNEY COUNTY FROM THE NORTHWEST TO THE SOUTHEAST. | Kinney County | TX | 78832 | KINNEY | CN605648658 | RN111190302 | Sedimentation and erosion controls consisting of slope breakers, silt fences, sedimentation barriers, staked hay or straw bales, matting and diking. | The following property is used 100% for pollution control and is installed to meet or exceed federal or state regulations: Sedimentation and erosion controls consisting of slope breakers, silt fences, sedimentation barriers, staked hay or straw bales, matting and diking. | 2024-02-08 | 7218451 | 100
25965 | T1 | GRAY OAK PIPELINE LLC | GRAY OAK PIPELINE - KARNES COUNTY | CRUDE OIL PIPELINE CROSSING KARNES COUNTY | Karnes County | TX | 78118 | KARNES | CN605648658 | RN111196028 | Sedimentation and erosion controls consisting of slope breakers, silt fences, sedimentation barriers, staked hay or straw bales, matting and diking. | The following property is used 100% for pollution control and is installed to meet or exceed federal or state regulations: Sedimentation and erosion controls consisting of slope breakers, silt fences, sedimentation barriers, staked hay or straw bales, matting and diking. | 2024-02-08 | 2342269 | 100
25966 | T1 | GRAY OAK PIPELINE LLC | GRAY OAK PIPELINE - JACKSON COUNTY | CRUDE OIL PIPELINE CROSSING JACKSON COUNTY | Jackson County | TX | 77957 | JACKSON | CN605648658 | RN111195871 | Sedimentation and erosion controls consisting of slope breakers, silt fences, sedimentation barriers, staked hay or straw bales, matting and diking. | The following property is used 100% for pollution control and is installed to meet or exceed federal or state regulations: Sedimentation and erosion controls consisting of slope breakers, silt fences, sedimentation barriers, staked hay or straw bales, matting and diking. | 2024-02-09 | 2798522 | 100
25967 | T1 | GRAY OAK PIPELINE LLC | GRAY OAK PIPELINE - GOLIAD COUNTY | CRUDE OIL PIPELINE CROSSING GOLIAD COUNTY | Goliad County | TX | 77963 | GOLIAD | CN605648658 | RN111195863 | Sedimentation and erosion controls consisting of slope breakers, silt fences, sedimentation barriers, staked hay or straw bales, matting and diking. | The following property is used 100% for pollution control and is installed to meet or exceed federal or state regulations: Sedimentation and erosion controls consisting of slope breakers, silt fences, sedimentation barriers, staked hay or straw bales, matting and diking. | 2024-02-09 | 4439074 | 100
25968 | T1 | GRAY OAK PIPELINE LLC | GRAY OAK PIPELINE - FRIO COUNTY | THIS APPLICATION IS FOR PIPELINE CROSSING FRIO COUNTY | Frio County | TX | 78061 | FRIO | CN605648658 | RN111195467 | Sedimentation and erosion controls consisting of slope breakers, silt fences, sedimentation barriers, staked hay or straw bales, matting and diking. | The following property is used 100% for pollution control and is installed to meet or exceed federal or state regulations: Sedimentation and erosion controls consisting of slope breakers, silt fences, sedimentation barriers, staked hay or straw bales, matting and diking. | 2024-02-09 | 5994729 | 100
25969 | T1 | GRAY OAK PIPELINE LLC | GRAY OAK PIPELINE - EDWARDS COUNTY | PIPELINE CROSSING EDWARDS COUNTY | Edwards County | TX | 78880 | EDWARDS | CN605648658 | RN111134847 | Sedimentation and erosion controls consisting of slope breakers, silt fences, sedimentation barriers, staked hay or straw bales, matting and diking. | The following property is used 100% for pollution control and is installed to meet or exceed federal or state regulations: Sedimentation and erosion controls consisting of slope breakers, silt fences, sedimentation barriers, staked hay or straw bales, matting and diking. | 2024-02-09 | 8729220 | 100
25970 | T1 | GRAY OAK PIPELINE LLC | GRAY OAK PIPELINE - CROCKETT COUNTY | THIS APPLICATION IS FOR POLLUTION CONTROL EQUIPMENT ON A PIPELINE WHICH CROSSES CROCKETT COUNTY. | Crockett County | TX | 76943 | CROCKETT | CN605648658 | RN111195418 | Sedimentation and erosion controls consisting of slope breakers, silt fences, sedimentation barriers, staked hay or straw bales, matting and diking. | The following property is used 100% for pollution control and is installed to meet or exceed federal or state regulations: Sedimentation and erosion controls consisting of slope breakers, silt fences, sedimentation barriers, staked hay or straw bales, matting and diking. | 2024-02-09 | 6137801 | 100
25971 | T1 | GRAY OAK PIPELINE LLC | GRAY OAK PIPELINE - CRANE COUNTY | THIS APPLICATION IS FOR PIPELINE CROSSING CRANE COUNTY | Crane County | TX | 79731 | CRANE | CN605648658 | RN111195574 | Sedimentation and erosion controls consisting of slope breakers, silt fences, sedimentation barriers, staked hay or straw bales, matting and diking. | The following property is used 100% for pollution control and is installed to meet or exceed federal or state regulations: Sedimentation and erosion controls consisting of slope breakers, silt fences, sedimentation barriers, staked hay or straw bales, matting and diking. | 2024-02-09 | 4080512 | 100
25973 | T1 | BKV DCARBON VENTURES LLC | BARNETT ZERO COMPRESSOR STATION | 1325 W US HWY 380 | BRIDGEPORT | TX | 76426 | WISE | CN606195931 | RN111773610 | The property is a gas waste disposal facility, used solely for non-commercial purposes. Its purpose is to dispose of Sour Gas that is produced in the extraction of gas in an environmentally appropriate manner. The facility is specifically designed to protect the air, groundwater, and underground water sources. The Sour Gas is pushed to a disposal site by the equipment in this facility. This site and the disposal well location are connected by piping. The facilities deliver the waste to an underground zone that is determined to be appropriate by the Texas Railroad Commission. The facility is the first stage of the process after the Sour Gas is separated from the gas. The Compressor Facility includes separators, compressors, valves, interconnecting piping, connectors, and a dehydrator as shown in Exhibit A. The function of each major item of equipment is further described below. The Sour Gas arrives at the compressor site by piping. The piping brings the Sour Gas from the gas production sites. The gas flows through the inlet separators to remove the liquids. Then the gas moves through the compressors, where it is brought up to a pressure that allows for further drying and disposal. The gas then flows through the dehydrators to remove additional liquids, then on to the disposal site. The entire process is designed to protect the air, land, and freshwater zones underground. The disposal well is filed on a separate application. | Application withdrawn by applicant | 2024-02-15 | 10000000 | 100
25974 | T1 | BKV DCARBON VENTURES LLC | BARNETT RDC WELL 1 PAD | Latitude = 33.182612, Longitude = -97.820137 | Wise County | TX | 76426 | WISE | CN606195931 | RN111829826 | The property is a gas waste disposal well and associated facility, used solely for non-commercial purposes. Its purpose is to dispose of Sour Gas that is produced in the extraction of gas in an environmentally appropriate manner. The facility is specifically designed to protect the air, groundwater, and underground water sources. The Sour Gas is transported to a disposal site by the equipment in this facility. This site and the disposal well location are connected by piping. The facilities deliver the waste to an underground zone that is determined to be appropriate by the Texas Railroad Commission. The facility is the first stage of the process after the Sour Gas is separated from gas. The facility includes monitoring equipment separators, compressors, valves, interconnecting piping, connectors, and a system of headers. The function of each major item of equipment is further described below. The Sour Gas arrives at the site by piping. The piping brings the Sour Gas from the gas production sites. The gas flows through the inlet separators to remove the liquids. Then the gas moves through the compressors, where it is brought up to a pressure that allows for further drying and disposal. The gas then flows through the dehydrators and on to the disposal site. The disposal well is the conduit to deliver the Sour Gas to the protected zone. The monitoring system ensures no Sour Gas is getting into the atmosphere. The entire process is designed to protect the air, land, and freshwater zones underground. | Application withdrawn by applicant | 2024-02-15 | 23800000 | 100
25975 | T1 | NRG TEXAS POWER LLC | WA PARISH ELECTRIC GENERATING STATION | Latitude = 29.478055, Longitude = -95.635555 | Fort Bend County | TX | 77481 | FORT BEND | CN603207218 | RN100888312 | Continuous emissions monitoring system consisting of analyzers, sampling systems, temperature monitors, flow monitors, and opacity monitors for Units WAP5, WAP6, and WAP7. | The following property is used 100% for pollution control and is installed to meet or exceed federal or state regulations: Continuous emissions monitoring system consisting of analyzers, sampling systems, temperature monitors, flow monitors, and opacity monitors for Units WAP5, WAP6, and WAP7. | 2024-03-12 | 985320 | 100
25976 | T1 | NRG TEXAS POWER LLC | LIMESTONE ELECTRIC GENERATING STATION | Latitude = 31.4108, Longitude = -96.2616 | Limestone County | TX | 77846 | LIMESTONE | CN603207218 | RN100542927 | Continuous emissions monitoring system consisting of analyzers, sampling systems, temperature monitors, flow monitors, and opacity monitors. | The following property is used 100% for pollution control and is installed to meet or exceed federal or state regulations: Continuous emissions monitoring system consisting of analyzers, sampling systems, temperature monitors, flow monitors, and opacity monitors. | 2024-03-11 | 432757 | 100
25977 | T1 | NRG TEXAS POWER LLC | LIMESTONE ELECTRIC GENERATING STATION | Latitude = 31.4108, Longitude = -96.2616 | Limestone County | TX | 77846 | LIMESTONE | CN603207218 | RN100542927 | Sorbent injection system for Units 1 and 2 consisting of a storage silo for activated carbon/sorbent, pneumatic transfer lines, and injection nozzles located in the boiler flue gas ductwork. | The following property is used 100% for pollution control and is installed to meet or exceed federal or state regulations: Sorbent injection system for Units 1 and 2 consisting of a storage silo for activated carbon/sorbent, pneumatic transfer lines, and injection nozzles located in the boiler flue gas ductwork. | 2024-03-11 | 216039 | 100
25978 | T1 | NRG TEXAS POWER LLC | LIMESTONE ELECTRIC GENERATING STATION | Latitude = 31.4108, Longitude = -96.2616 | Limestone County | TX | 77846 | LIMESTONE | CN603207218 | RN100542927 | Electrostatic precipitator system additions consisting of inlet and outlet expansion joint on Unit 1 and expansion joint on Unit 2. | The following property is used 100% for pollution control and is installed to meet or exceed federal or state regulations: Electrostatic precipitator system additions consisting of inlet and outlet expansion joint on Unit 1 and expansion joint on Unit 2. | 2024-03-11 | 1985714 | 100
25979 | T1 | NRG TEXAS POWER LLC | LIMESTONE ELECTRIC GENERATING STATION | Latitude = 31.4108, Longitude = -96.2616 | Limestone County | TX | 77846 | LIMESTONE | CN603207218 | RN100542927 | Wet scrubber flue gas desulfurization system additions consisting of wash headers, expansion joints, ductwork, dry ash handling system, pumps, and conveyors. | The following property is used 100% for pollution control and is installed to meet or exceed federal or state regulations: Wet scrubber flue gas desulfurization system additions consisting of wash headers, expansion joints, ductwork, dry ash handling system, pumps, and conveyors. | 2024-03-11 | 39863476 | 100
25980 | T1 | PATTERSON-UTI DRILLING COMPANY LLC | PATTERSON DRILLING | 9915 W INDUSTRIAL AVE | MIDLAND | TX | 79706 | MIDLAND | CN603425174 | RN102277621 | Drilling mud recycling system consisting of a shaker tank, shale shakers, desilter, desander, and degassers on Rig 251. | The following property is used 100% for pollution control and is installed to meet or exceed federal or state regulations: Drilling mud recycling system consisting of a shaker tank, shale shakers, desilter, desander, and degassers on Rig 251. | 2024-01-03 | 3590000 | 100
25981 | T1 | RW MILLER POWER LLC | RANDLE W MILLER | LOCATED ON THE W SHORE OF LAKE PALO PINTO 3 MI E OF FM 919 APPROX 11 MI N OF THE CITY OF GORDON | Palo Pinto County | TX | 76484 | PALO PINTO | CN606151751 | RN102079910 | Stacks, including the sampling ports and platforms, for GT Units 4-5. | The following property is used 100% for pollution control to meet or exceed federal or state regulations: Stacks, including the sampling ports and platforms, for GT Units 4-5. | 2024-01-10 | 1330000 | 100
25982 | T1 | RW MILLER POWER LLC | RANDLE W MILLER | LOCATED ON THE W SHORE OF LAKE PALO PINTO 3 MI E OF FM 919 APPROX 11 MI N OF THE CITY OF GORDON | Palo Pinto County | TX | 76484 | PALO PINTO | CN606151751 | RN102079910 | 9,616 square feet of asphalt paving for vehicular traffic areas. | The following property is used 100% for pollution control and is installed to meet or exceed federal or state regulations: 9,616 square feet of asphalt paving for vehicular traffic areas. | 2024-01-03 | 54823 | 100
25983 | T1 | FM GATHERING LLC | FM GATHERING PIPELINE PIPELINE SEGMENT IN LOVING COUNTY | FM GATHERING PIPELINE PIPELINE SEGMENT IN LOVING COUNTY | Loving County | TX | 79754 | LOVING | CN605449081 | RN111866331 | Sedimentation and erosion controls consisting of slope breakers, silt fences, sedimentation barriers, staked hay or straw bales, matting and diking. | The following property is used 100% for pollution control and is installed to meet or exceed federal or state regulations: Sedimentation and erosion controls consisting of slope breakers, silt fences, sedimentation barriers, staked hay or straw bales, matting and diking. | 2024-01-03 | 429048 | 100
25984 | T1 | FM GATHERING LLC | FM GATHERING PIPELINE PIPELINE SEGMENT IN WARD COUNTY | FM GATHERING PIPELINE PIPELINE SEGMENT IN WARD COUNTY | Ward County | TX | 79756 | WARD | CN605449081 | RN111866349 | Sedimentation and erosion controls consisting of slope breakers, silt fences, sedimentation barriers, staked hay or straw bales, matting and diking. | The following property is used 100% for pollution control and is installed to meet or exceed federal or state regulations: Sedimentation and erosion controls consisting of slope breakers, silt fences, sedimentation barriers, staked hay or straw bales, matting and diking. | 2024-01-03 | 2233626 | 100
25985 | T1 | FM GATHERING LLC | FM GATHERING PIPELINE PIPELINE SEGMENT IN WINKLER COUNTY | FM GATHERING PIPELINE PIPELINE SEGMENT IN WINKLER COUNTY | Winkler County | TX | 79745 | WINKLER | CN605449081 | RN111866356 | Sedimentation and erosion controls consisting of slope breakers, silt fences, sedimentation barriers, staked hay or straw bales, matting and diking. | The following property is used 100% for pollution control and is installed to meet or exceed federal or state regulations: Sedimentation and erosion controls consisting of slope breakers, silt fences, sedimentation barriers, staked hay or straw bales, matting and diking. | 2024-01-03 | 4954241 | 100
25992 | T1 | GRAY OAK PIPELINE LLC | GRAY OAK PIPELINE - WARD COUNTY | CRUDE OIL PIPELINE CROSSING WARD COUNTY | Ward County | TX | 79756 | WARD | CN605648658 | RN111866497 | Sedimentation and erosion controls consisting of slope breakers, silt fences, sedimentation barriers, staked hay or straw bales, matting and diking. | The following property is used 100% for pollution control and is installed to meet or exceed federal or state regulations: Sedimentation and erosion controls consisting of slope breakers, silt fences, sedimentation barriers, staked hay or straw bales, matting and diking. | 2024-01-28 | 1553663 | 100
25993 | T1 | GRAY OAK PIPELINE LLC | GRAY OAK PIPELINE - SCHLEICHER COUNTY | CRUDE OIL PIPELINE CROSSING SCHLEICHER COUNTY | Schleicher County | TX | 76936 | SCHLEICHER | CN605648658 | RN111866505 | Sedimentation and erosion controls consisting of slope breakers, silt fences, sedimentation barriers, staked hay or straw bales, matting and diking. | The following property is used 100% for pollution control and is installed to meet or exceed federal or state regulations: Sedimentation and erosion controls consisting of slope breakers, silt fences, sedimentation barriers, staked hay or straw bales, matting and diking. | 2024-01-28 | 87423 | 100
25995 | T1 | GRAY OAK PIPELINE LLC | GRAY OAK PIPELINE - REEVES COUNTY | CRUDE OIL PIPELINE CROSSING REEVES COUNTY | Reeves County | TX | 79772 | REEVES | CN605648658 | RN111866513 | Sedimentation and erosion controls consisting of slope breakers, silt fences, sedimentation barriers, staked hay or straw bales, matting and diking. | The following property is used 100% for pollution control and is installed to meet or exceed federal or state regulations: Sedimentation and erosion controls consisting of slope breakers, silt fences, sedimentation barriers, staked hay or straw bales, matting and diking. | 2024-01-28 | 734326 | 100
25997 | T1 | GRAY OAK PIPELINE LLC | GRAY OAK PIPELINE - NUECES COUNTY | CRUDE OIL PIPELINE CROSSING NUECES COUNTY | Nueces County | TX | 78336 | NUECES | CN605648658 | RN111866521 | Sedimentation and erosion controls consisting of slope breakers, silt fences, sedimentation barriers, staked hay or straw bales, matting and diking. | The following property is used 100% for pollution control and is installed to meet or exceed federal or state regulations: Sedimentation and erosion controls consisting of slope breakers, silt fences, sedimentation barriers, staked hay or straw bales, matting and diking. | 2024-01-28 | 413571 | 100
25999 | T1 | GRAY OAK PIPELINE LLC | GRAY OAK PIPELINE - MAVERICK COUNTY | CRUDE OIL PIPELINE CROSSING MAVERICK COUNTY | Maverick County | TX | 78852 | MAVERICK | CN605648658 | RN111866539 | Sedimentation and erosion controls consisting of slope breakers, silt fences, sedimentation barriers, staked hay or straw bales, matting and diking. | The following property is used 100% for pollution control and is installed to meet or exceed federal or state regulations: Sedimentation and erosion controls consisting of slope breakers, silt fences, sedimentation barriers, staked hay or straw bales, matting and diking. | 2024-01-28 | 1891482 | 100
26003 | T1 | GRAY OAK PIPELINE LLC | GRAY OAK PIPELINE - BRAZORIA COUNTY | CRUDE OIL PIPELINE CROSSING BRAZORIA COUNTY | Brazoria County | TX | 77515 | BRAZORIA | CN605648658 | RN111866547 | Sedimentation and erosion controls consisting of slope breakers, silt fences, sedimentation barriers, staked hay or straw bales, matting and diking. | The following property is used 100% for pollution control and is installed to meet or exceed federal or state regulations: Sedimentation and erosion controls consisting of slope breakers, silt fences, sedimentation barriers, staked hay or straw bales, matting and diking. | 2024-01-28 | 1002534 | 100
26005 | T1 | PATTERSON-UTI DRILLING COMPANY LLC | PATTERSON DRILLING | 9915 W INDUSTRIAL AVE | MIDLAND | TX | 79706 | MIDLAND | CN603425174 | RN102277621 | Spill response equipment consisting of ram type blowout preventers, a closing unit, and a choke manifold system on Rig 251. | The following property is used 100% for pollution control and is installed to meet or exceed federal or state regulations: Spill response equipment consisting of ram type blowout preventers, a closing unit, and a choke manifold system on Rig 251. | 2024-01-03 | 2260000 | 100
26009 | T1 | GRAY OAK PIPELINE LLC | GRAY OAK PIPELINE - LA SALLE COUNTY | CRUDE OIL PIPELINE CROSSING LA SALLE COUNTY | La Salle County | TX | 78014 | LA SALLE | CN605648658 | RN111866596 | Sedimentation and erosion controls consisting of slope breakers, silt fences, sedimentation barriers, staked hay or straw bales, matting and diking. | The following property is used 100% for pollution control and is installed to meet or exceed federal or state regulations: Sedimentation and erosion controls consisting of slope breakers, silt fences, sedimentation barriers, staked hay or straw bales, matting and diking. | 2024-01-28 | 568049 | 100
26015 | T1 | PATTERSON-UTI DRILLING COMPANY LLC | PATTERSON DRILLING | 9915 W INDUSTRIAL AVE | MIDLAND | TX | 79706 | MIDLAND | CN603425174 | RN102277621 | Low NOx combustion system consisting of electronic fuel injection system including electronic fuel injectors, the electronic control module that controls the injectors, and turbochargers that include an aftercooler on compression ignition engines on Rig 251. | The following property is used 100% for pollution control to meet or exceed federal or state regulations: Low NOx combustion system consisting of electronic fuel injection system including electronic fuel injectors, the electronic control module that controls the injectors, and turbochargers that include an aftercooler on compression ignition engines on Rig 251. | 2024-02-14 | 389600 | 100
26016 | T1 | PATTERSON-UTI DRILLING COMPANY LLC | PATTERSON DRILLING | 9915 W INDUSTRIAL AVE | MIDLAND | TX | 79706 | MIDLAND | CN603425174 | RN102277621 | Drilling mud recycling system consisting of a shaker tank, shale shakers, desilter, desander, and degassers on Rig 562. | The following property is used 100% for pollution control and is installed to meet or exceed federal or state regulations: Drilling mud recycling system consisting of a shaker tank, shale shakers, desilter, desander, and degassers on Rig 562. | 2024-01-17 | 3590000 | 100
26017 | T1 | PATTERSON-UTI DRILLING COMPANY LLC | PATTERSON DRILLING | 9915 W INDUSTRIAL AVE | MIDLAND | TX | 79706 | MIDLAND | CN603425174 | RN102277621 | Spill response equipment consisting of ram type blowout preventers, a closing unit, and a choke manifold system on Rig 562. | The following property is used 100% for pollution control and is installed to meet or exceed federal or state regulations: Spill response equipment consisting of ram type blowout preventers, a closing unit, and a choke manifold system on Rig 562. | 2024-01-30 | 2260000 | 100
26018 | T1 | PATTERSON-UTI DRILLING COMPANY LLC | PATTERSON DRILLING | 9915 W INDUSTRIAL AVE | MIDLAND | TX | 79706 | MIDLAND | CN603425174 | RN102277621 | Low NOx combustion system consisting of electronic fuel injection system including electronic fuel injectors, the electronic control module that controls the injectors, and turbochargers that include an aftercooler on compression ignition engines on Rig 562. | The following property is used 100% for pollution control to meet or exceed federal or state regulations: Low NOx combustion system consisting of electronic fuel injection system including electronic fuel injectors, the electronic control module that controls the injectors, and turbochargers that include an aftercooler on compression ignition engines on Rig 562. | 2024-02-15 | 292200 | 100
26019 | T1 | PATTERSON-UTI DRILLING COMPANY LLC | PATTERSON DRILLING | 9915 W INDUSTRIAL AVE | MIDLAND | TX | 79706 | MIDLAND | CN603425174 | RN102277621 | Drilling mud recycling system consisting of a shaker tank, shale shakers, desilter, desander, and degassers on Rig 564. | The following property is used 100% for pollution control and is installed to meet or exceed federal or state regulations: Drilling mud recycling system consisting of a shaker tank, shale shakers, desilter, desander, and degassers on Rig 564. | 2024-01-17 | 3590000 | 100
26020 | T1 | PATTERSON-UTI DRILLING COMPANY LLC | PATTERSON DRILLING | 9915 W INDUSTRIAL AVE | MIDLAND | TX | 79706 | MIDLAND | CN603425174 | RN102277621 | Spill response equipment consisting of ram type blowout preventers, a closing unit, and a choke manifold system on Rig 564. | The following property is used 100% for pollution control and is installed to meet or exceed federal or state regulations: Spill response equipment consisting of ram type blowout preventers, a closing unit, and a choke manifold system on Rig 564. | 2024-01-30 | 2260000 | 100
26021 | T1 | PATTERSON-UTI DRILLING COMPANY LLC | PATTERSON DRILLING | 9915 W INDUSTRIAL AVE | MIDLAND | TX | 79706 | MIDLAND | CN603425174 | RN102277621 | Low NOx combustion system consisting of electronic fuel injection system including electronic fuel injectors, the electronic control module that controls the injectors, and turbochargers that include an aftercooler on compression ignition engines on Rig 564. | The following property is used 100% for pollution control to meet or exceed federal or state regulations: Low NOx combustion system consisting of electronic fuel injection system including electronic fuel injectors, the electronic control module that controls the injectors, and turbochargers that include an aftercooler on compression ignition engines on Rig 564. | 2024-02-15 | 389600 | 100
26022 | T1 | PATTERSON-UTI DRILLING COMPANY LLC | PATTERSON DRILLING | 9915 W INDUSTRIAL AVE | MIDLAND | TX | 79706 | MIDLAND | CN603425174 | RN102277621 | Drilling mud recycling system consisting of a shaker tank, shale shakers, desilter, desander, and degassers on Rig 565. | The following property is used 100% for pollution control and is installed to meet or exceed federal or state regulations: Drilling mud recycling system consisting of a shaker tank, shale shakers, desilter, desander, and degassers on Rig 565. | 2024-01-17 | 3590000 | 100
26023 | T1 | PATTERSON-UTI DRILLING COMPANY LLC | PATTERSON DRILLING | 9915 W INDUSTRIAL AVE | MIDLAND | TX | 79706 | MIDLAND | CN603425174 | RN102277621 | Spill response equipment consisting of ram type blowout preventers, a closing unit, and a choke manifold system on Rig 565. | The following property is used 100% for pollution control and is installed to meet or exceed federal or state regulations: Spill response equipment consisting of ram type blowout preventers, a closing unit, and a choke manifold system on Rig 565. | 2024-01-30 | 2260000 | 100
26024 | T1 | PATTERSON-UTI DRILLING COMPANY LLC | PATTERSON DRILLING | 9915 W INDUSTRIAL AVE | MIDLAND | TX | 79706 | MIDLAND | CN603425174 | RN102277621 | Low NOx combustion system consisting of electronic fuel injection system including electronic fuel injectors, the electronic control module that controls the injectors, and turbochargers that include an aftercooler on compression ignition engines on Rig 565. | The following property is used 100% for pollution control to meet or exceed federal or state regulations: Low NOx combustion system consisting of electronic fuel injection system including electronic fuel injectors, the electronic control module that controls the injectors, and turbochargers that include an aftercooler on compression ignition engines on Rig 565. | 2024-02-15 | 389600 | 100
26025 | T1 | PATTERSON-UTI DRILLING COMPANY LLC | PATTERSON DRILLING | 9915 W INDUSTRIAL AVE | MIDLAND | TX | 79706 | MIDLAND | CN603425174 | RN102277621 | Drilling mud recycling system consisting of a shaker tank, shale shakers, desilter, desander, and degassers on Rig 574. | The following property is used 100% for pollution control and is installed to meet or exceed federal or state regulations: Drilling mud recycling system consisting of a shaker tank, shale shakers, desilter, desander, and degassers on Rig 574. | 2024-01-17 | 2820000 | 100
26026 | T1 | PATTERSON-UTI DRILLING COMPANY LLC | PATTERSON DRILLING | 9915 W INDUSTRIAL AVE | MIDLAND | TX | 79706 | MIDLAND | CN603425174 | RN102277621 | Spill response equipment consisting of ram type blowout preventers, a closing unit, and a choke manifold system on Rig 574. | The following property is used 100% for pollution control and is installed to meet or exceed federal or state regulations: Spill response equipment consisting of ram type blowout preventers, a closing unit, and a choke manifold system on Rig 574. | 2024-01-30 | 2260000 | 100
26027 | T1 | PATTERSON-UTI DRILLING COMPANY LLC | PATTERSON DRILLING | 9915 W INDUSTRIAL AVE | MIDLAND | TX | 79706 | MIDLAND | CN603425174 | RN102277621 | Low NOx combustion system consisting of electronic fuel injection system including electronic fuel injectors, the electronic control module that controls the injectors, and turbochargers that include an aftercooler on compression ignition engines on Rig 574. | The following property is used 100% for pollution control to meet or exceed federal or state regulations: Low NOx combustion system consisting of electronic fuel injection system including electronic fuel injectors, the electronic control module that controls the injectors, and turbochargers that include an aftercooler on compression ignition engines on Rig 574. | 2024-02-15 | 292200 | 100
26028 | T1 | PATTERSON-UTI DRILLING COMPANY LLC | PATTERSON DRILLING | 9915 W INDUSTRIAL AVE | MIDLAND | TX | 79706 | MIDLAND | CN603425174 | RN102277621 | Drilling mud recycling system consisting of a shaker tank, shale shakers, desilter, desander, and degassers on Rig 588. | The following property is used 100% for pollution control and is installed to meet or exceed federal or state regulations: Drilling mud recycling system consisting of a shaker tank, shale shakers, desilter, desander, and degassers on Rig 588. | 2024-01-17 | 3880000 | 100
26029 | T1 | PATTERSON-UTI DRILLING COMPANY LLC | PATTERSON DRILLING | 9915 W INDUSTRIAL AVE | MIDLAND | TX | 79706 | MIDLAND | CN603425174 | RN102277621 | Spill response equipment consisting of ram type blowout preventers, a closing unit, and a choke manifold system on Rig 588. | The following property is used 100% for pollution control and is installed to meet or exceed federal or state regulations: Spill response equipment consisting of ram type blowout preventers, a closing unit, and a choke manifold system on Rig 588. | 2024-01-30 | 2260000 | 100
26030 | T1 | PATTERSON-UTI DRILLING COMPANY LLC | PATTERSON DRILLING | 9915 W INDUSTRIAL AVE | MIDLAND | TX | 79706 | MIDLAND | CN603425174 | RN102277621 | Low NOx combustion system consisting of electronic fuel injection system including electronic fuel injectors, the electronic control module that controls the injectors, and turbochargers that include an aftercooler on compression ignition engines on Rig 588. | The following property is used 100% for pollution control to meet or exceed federal or state regulations: Low NOx combustion system consisting of electronic fuel injection system including electronic fuel injectors, the electronic control module that controls the injectors, and turbochargers that include an aftercooler on compression ignition engines on Rig 588. | 2024-02-15 | 292200 | 100
26031 | T1 | PATTERSON-UTI DRILLING COMPANY LLC | PATTERSON DRILLING | 9915 W INDUSTRIAL AVE | MIDLAND | TX | 79706 | MIDLAND | CN603425174 | RN102277621 | Drilling mud recycling system consisting of a shaker tank, shale shakers, desilter, desander, and degassers on Rig 803. | The following property is used 100% for pollution control and is installed to meet or exceed federal or state regulations: Drilling mud recycling system consisting of a shaker tank, shale shakers, desilter, desander, and degassers on Rig 803. | 2024-01-17 | 3590000 | 100
26032 | T1 | PATTERSON-UTI DRILLING COMPANY LLC | PATTERSON DRILLING | 9915 W INDUSTRIAL AVE | MIDLAND | TX | 79706 | MIDLAND | CN603425174 | RN102277621 | Spill response equipment consisting of ram type blowout preventers, a closing unit, and a choke manifold system on Rig 803. | The following property is used 100% for pollution control and is installed to meet or exceed federal or state regulations: Spill response equipment consisting of ram type blowout preventers, a closing unit, and a choke manifold system on Rig 803. | 2024-01-30 | 2260000 | 100
26033 | T1 | PATTERSON-UTI DRILLING COMPANY LLC | PATTERSON DRILLING | 9915 W INDUSTRIAL AVE | MIDLAND | TX | 79706 | MIDLAND | CN603425174 | RN102277621 | Low NOx combustion system consisting of electronic fuel injection system including electronic fuel injectors, the electronic control module that controls the injectors, and turbochargers that include an aftercooler on compression ignition engines on Rig 803. | The following property is used 100% for pollution control to meet or exceed federal or state regulations: Low NOx combustion system consisting of electronic fuel injection system including electronic fuel injectors, the electronic control module that controls the injectors, and turbochargers that include an aftercooler on compression ignition engines on Rig 803. | 2024-02-15 | 292200 | 100
26034 | T1 | PATTERSON-UTI DRILLING COMPANY LLC | PATTERSON DRILLING | 9915 W INDUSTRIAL AVE | MIDLAND | TX | 79706 | MIDLAND | CN603425174 | RN102277621 | Drilling mud recycling system consisting of a shaker tank, shale shakers, desilter, desander, and degassers on Rig 809. | The following property is used 100% for pollution control and is installed to meet or exceed federal or state regulations: Drilling mud recycling system consisting of a shaker tank, shale shakers, desilter, desander, and degassers on Rig 809. | 2024-01-17 | 3590000 | 100
26035 | T1 | PATTERSON-UTI DRILLING COMPANY LLC | PATTERSON DRILLING | 9915 W INDUSTRIAL AVE | MIDLAND | TX | 79706 | MIDLAND | CN603425174 | RN102277621 | Spill response equipment consisting of ram type blowout preventers, a closing unit, and a choke manifold system on Rig 809. | The following property is used 100% for pollution control and is installed to meet or exceed federal or state regulations: Spill response equipment consisting of ram type blowout preventers, a closing unit, and a choke manifold system on Rig 809. | 2024-01-30 | 2260000 | 100
26036 | T1 | PATTERSON-UTI DRILLING COMPANY LLC | PATTERSON DRILLING | 9915 W INDUSTRIAL AVE | MIDLAND | TX | 79706 | MIDLAND | CN603425174 | RN102277621 | Low NOx combustion system consisting of electronic fuel injection system including electronic fuel injectors, the electronic control module that controls the injectors, and turbochargers that include an aftercooler on compression ignition engines on Rig 809. | The following property is used 100% for pollution control to meet or exceed federal or state regulations: Low NOx combustion system consisting of electronic fuel injection system including electronic fuel injectors, the electronic control module that controls the injectors, and turbochargers that include an aftercooler on compression ignition engines on Rig 809. | 2024-02-15 | 292200 | 100
26037 | T1 | PATTERSON-UTI DRILLING COMPANY LLC | PATTERSON DRILLING | 9915 W INDUSTRIAL AVE | MIDLAND | TX | 79706 | MIDLAND | CN603425174 | RN102277621 | Drilling mud recycling system consisting of a shaker tank, shale shakers, desilter, desander, and degassers on Rig 589. | The following property is used 100% for pollution control and is installed to meet or exceed federal or state regulations: Drilling mud recycling system consisting of a shaker tank, shale shakers, desilter, desander, and degassers on Rig 589. | 2024-01-17 | 3590000 | 100
26038 | T1 | PATTERSON-UTI DRILLING COMPANY LLC | PATTERSON DRILLING | 9915 W INDUSTRIAL AVE | MIDLAND | TX | 79706 | MIDLAND | CN603425174 | RN102277621 | Spill response equipment consisting of ram type blowout preventers, a closing unit, and a choke manifold system on Rig 589. | The following property is used 100% for pollution control and is installed to meet or exceed federal or state regulations: Spill response equipment consisting of ram type blowout preventers, a closing unit, and a choke manifold system on Rig 589. | 2024-01-30 | 2260000 | 100
26039 | T1 | PATTERSON-UTI DRILLING COMPANY LLC | PATTERSON DRILLING | 9915 W INDUSTRIAL AVE | MIDLAND | TX | 79706 | MIDLAND | CN603425174 | RN102277621 | Low NOx combustion system consisting of electronic fuel injection system including electronic fuel injectors, the electronic control module that controls the injectors, and turbochargers that include an aftercooler on compression ignition engines on Rig 589. | The following property is used 100% for pollution control to meet or exceed federal or state regulations: Low NOx combustion system consisting of electronic fuel injection system including electronic fuel injectors, the electronic control module that controls the injectors, and turbochargers that include an aftercooler on compression ignition engines on Rig 589. | 2024-02-16 | 292200 | 100
26040 | T1 | PATTERSON-UTI DRILLING COMPANY LLC | PATTERSON DRILLING | 9915 W INDUSTRIAL AVE | MIDLAND | TX | 79706 | MIDLAND | CN603425174 | RN102277621 | Drilling mud recycling system consisting of a shaker tank, shale shakers, desilter, desander, and degassers on Rig 236. | The following property is used 100% for pollution control and is installed to meet or exceed federal or state regulations: Drilling mud recycling system consisting of a shaker tank, shale shakers, desilter, desander, and degassers on Rig 236. | 2024-01-17 | 3590000 | 100
26041 | T1 | PATTERSON-UTI DRILLING COMPANY LLC | PATTERSON DRILLING | 9915 W INDUSTRIAL AVE | MIDLAND | TX | 79706 | MIDLAND | CN603425174 | RN102277621 | Spill response equipment consisting of ram type blowout preventers, a closing unit, and a choke manifold system on Rig 236. | The following property is used 100% for pollution control and is installed to meet or exceed federal or state regulations: Spill response equipment consisting of ram type blowout preventers, a closing unit, and a choke manifold system on Rig 236. | 2024-01-30 | 2260000 | 100
26042 | T1 | PATTERSON-UTI DRILLING COMPANY LLC | PATTERSON DRILLING | 9915 W INDUSTRIAL AVE | MIDLAND | TX | 79706 | MIDLAND | CN603425174 | RN102277621 | Low NOx combustion system consisting of electronic fuel injection system including electronic fuel injectors, the electronic control module that controls the injectors, and turbochargers that include an aftercooler on compression ignition engines on Rig 236. | The following property is used 100% for pollution control to meet or exceed federal or state regulations: Low NOx combustion system consisting of electronic fuel injection system including electronic fuel injectors, the electronic control module that controls the injectors, and turbochargers that include an aftercooler on compression ignition engines on Rig 236. | 2024-02-16 | 292200 | 100
26043 | T1 | PATTERSON-UTI DRILLING COMPANY LLC | PATTERSON DRILLING | 9915 W INDUSTRIAL AVE | MIDLAND | TX | 79706 | MIDLAND | CN603425174 | RN102277621 | Drilling mud recycling system consisting of a shaker tank, shale shakers, and degassers on Rig 238. | The following property is used 100% for pollution control and is installed to meet or exceed federal or state regulations: Drilling mud recycling system consisting of a shaker tank, shale shakers, and degassers on Rig 238. | 2024-01-29 | 3420000 | 100
26044 | T1 | PATTERSON-UTI DRILLING COMPANY LLC | PATTERSON DRILLING | 9915 W INDUSTRIAL AVE | MIDLAND | TX | 79706 | MIDLAND | CN603425174 | RN102277621 | Spill response equipment consisting of ram type blowout preventers, a closing unit, and a choke manifold system on Rig 238. | The following property is used 100% for pollution control and is installed to meet or exceed federal or state regulations: Spill response equipment consisting of ram type blowout preventers, a closing unit, and a choke manifold system on Rig 238. | 2024-01-30 | 2260000 | 100
26045 | T1 | PATTERSON-UTI DRILLING COMPANY LLC | PATTERSON DRILLING | 9915 W INDUSTRIAL AVE | MIDLAND | TX | 79706 | MIDLAND | CN603425174 | RN102277621 | Low NOx combustion system consisting of electronic fuel injection system including electronic fuel injectors, the electronic control module that controls the injectors, and turbochargers that include an aftercooler on compression ignition engines on Rig 238. | The following property is used 100% for pollution control to meet or exceed federal or state regulations: Low NOx combustion system consisting of electronic fuel injection system including electronic fuel injectors, the electronic control module that controls the injectors, and turbochargers that include an aftercooler on compression ignition engines on Rig 238. | 2024-02-16 | 389600 | 100
26046 | T1 | PATTERSON-UTI DRILLING COMPANY LLC | PATTERSON DRILLING | 9915 W INDUSTRIAL AVE | MIDLAND | TX | 79706 | MIDLAND | CN603425174 | RN102277621 | Drilling mud recycling system consisting of a shaker tank, shale shakers, desilter, desander, and degassers on Rig 246. | The following property is used 100% for pollution control and is installed to meet or exceed federal or state regulations: Drilling mud recycling system consisting of a shaker tank, shale shakers, desilter, desander, and degassers on Rig 246. | 2024-01-17 | 3590000 | 100
26047 | T1 | PATTERSON-UTI DRILLING COMPANY LLC | PATTERSON DRILLING | 9915 W INDUSTRIAL AVE | MIDLAND | TX | 79706 | MIDLAND | CN603425174 | RN102277621 | Spill response equipment consisting of ram type blowout preventers, a closing unit, and a choke manifold system on Rig 246. | The following property is used 100% for pollution control and is installed to meet or exceed federal or state regulations: Spill response equipment consisting of ram type blowout preventers, a closing unit, and a choke manifold system on Rig 246. | 2024-01-30 | 2260000 | 100
26048 | T1 | PATTERSON-UTI DRILLING COMPANY LLC | PATTERSON DRILLING | 9915 W INDUSTRIAL AVE | MIDLAND | TX | 79706 | MIDLAND | CN603425174 | RN102277621 | Low NOx combustion system consisting of electronic fuel injection system including electronic fuel injectors, the electronic control module that controls the injectors, and turbochargers that include an aftercooler on compression ignition engines on Rig 246. | The following property is used 100% for pollution control to meet or exceed federal or state regulations: Low NOx combustion system consisting of electronic fuel injection system including electronic fuel injectors, the electronic control module that controls the injectors, and turbochargers that include an aftercooler on compression ignition engines on Rig 246. | 2024-02-16 | 389600 | 100
26049 | T1 | PATTERSON-UTI DRILLING COMPANY LLC | PATTERSON DRILLING | 9915 W INDUSTRIAL AVE | MIDLAND | TX | 79706 | MIDLAND | CN603425174 | RN102277621 | Drilling mud recycling system consisting of a shaker tank, shale shakers, desilter, desander, and degassers on Rig 269. | The following property is used 100% for pollution control and is installed to meet or exceed federal or state regulations: Drilling mud recycling system consisting of a shaker tank, shale shakers, desilter, desander, and degassers on Rig 269. | 2024-01-17 | 3590000 | 100
26050 | T1 | PATTERSON-UTI DRILLING COMPANY LLC | PATTERSON DRILLING | 9915 W INDUSTRIAL AVE | MIDLAND | TX | 79706 | MIDLAND | CN603425174 | RN102277621 | Spill response equipment consisting of ram type blowout preventers, a closing unit, and a choke manifold system on Rig 269. | The following property is used 100% for pollution control and is installed to meet or exceed federal or state regulations: Spill response equipment consisting of ram type blowout preventers, a closing unit, and a choke manifold system on Rig 269. | 2024-01-30 | 2260000 | 100
26051 | T1 | PATTERSON-UTI DRILLING COMPANY LLC | PATTERSON DRILLING | 9915 W INDUSTRIAL AVE | MIDLAND | TX | 79706 | MIDLAND | CN603425174 | RN102277621 | Low NOx combustion system consisting of electronic fuel injection system including electronic fuel injectors, the electronic control module that controls the injectors, and turbochargers that include an aftercooler on compression ignition engines on Rig 269. | The following property is used 100% for pollution control to meet or exceed federal or state regulations: Low NOx combustion system consisting of electronic fuel injection system including electronic fuel injectors, the electronic control module that controls the injectors, and turbochargers that include an aftercooler on compression ignition engines on Rig 269. | 2024-02-16 | 389600 | 100
26052 | T1 | PATTERSON-UTI DRILLING COMPANY LLC | PATTERSON DRILLING | 9915 W INDUSTRIAL AVE | MIDLAND | TX | 79706 | MIDLAND | CN603425174 | RN102277621 | Drilling mud recycling system consisting of a shaker tank, shale shakers, desilter, desander, and degassers on Rig 271. | The following property is used 100% for pollution control and is installed to meet or exceed federal or state regulations: Drilling mud recycling system consisting of a shaker tank, shale shakers, desilter, desander, and degassers on Rig 271. | 2024-01-17 | 3590000 | 100
26053 | T1 | PATTERSON-UTI DRILLING COMPANY LLC | PATTERSON DRILLING | 9915 W INDUSTRIAL AVE | MIDLAND | TX | 79706 | MIDLAND | CN603425174 | RN102277621 | Spill response equipment consisting of ram type blowout preventers, a closing unit, and a choke manifold system on Rig 271. | The following property is used 100% for pollution control and is installed to meet or exceed federal or state regulations: Spill response equipment consisting of ram type blowout preventers, a closing unit, and a choke manifold system on Rig 271. | 2024-01-30 | 2260000 | 100
26054 | T1 | PATTERSON-UTI DRILLING COMPANY LLC | PATTERSON DRILLING | 9915 W INDUSTRIAL AVE | MIDLAND | TX | 79706 | MIDLAND | CN603425174 | RN102277621 | Low NOx combustion system consisting of electronic fuel injection system including electronic fuel injectors, the electronic control module that controls the injectors, and turbochargers that include an aftercooler on compression ignition engines on Rig 271. | The following property is used 100% for pollution control to meet or exceed federal or state regulations: Low NOx combustion system consisting of electronic fuel injection system including electronic fuel injectors, the electronic control module that controls the injectors, and turbochargers that include an aftercooler on compression ignition engines on Rig 271. | 2024-02-16 | 389600 | 100
26055 | T1 | PATTERSON-UTI DRILLING COMPANY LLC | PATTERSON DRILLING | 9915 W INDUSTRIAL AVE | MIDLAND | TX | 79706 | MIDLAND | CN603425174 | RN102277621 | Drilling mud recycling system consisting of a shaker tank, shale shakers, desilter, desander, and degassers on Rig 561. | The following property is used 100% for pollution control and is installed to meet or exceed federal or state regulations: Drilling mud recycling system consisting of a shaker tank, shale shakers, desilter, desander, and degassers on Rig 561. | 2024-01-17 | 3300000 | 100
26056 | T1 | PATTERSON-UTI DRILLING COMPANY LLC | PATTERSON DRILLING | 9915 W INDUSTRIAL AVE | MIDLAND | TX | 79706 | MIDLAND | CN603425174 | RN102277621 | Spill response equipment consisting of ram type blowout preventers, a closing unit, and a choke manifold system on Rig 561. | The following property is used 100% for pollution control and is installed to meet or exceed federal or state regulations: Spill response equipment consisting of ram type blowout preventers, a closing unit, and a choke manifold system on Rig 561. | 2024-01-30 | 2260000 | 100
26057 | T1 | PATTERSON-UTI DRILLING COMPANY LLC | PATTERSON DRILLING | 9915 W INDUSTRIAL AVE | MIDLAND | TX | 79706 | MIDLAND | CN603425174 | RN102277621 | Low NOx combustion system consisting of electronic fuel injection system including electronic fuel injectors, the electronic control module that controls the injectors, and turbochargers that include an aftercooler on compression ignition engines on Rig 561. | The following property is used 100% for pollution control to meet or exceed federal or state regulations: Low NOx combustion system consisting of electronic fuel injection system including electronic fuel injectors, the electronic control module that controls the injectors, and turbochargers that include an aftercooler on compression ignition engines on Rig 561. | 2024-02-16 | 389600 | 100
26058 | T1 | PATTERSON-UTI DRILLING COMPANY LLC | PATTERSON DRILLING | 9915 W INDUSTRIAL AVE | MIDLAND | TX | 79706 | MIDLAND | CN603425174 | RN102277621 | Drilling mud recycling system consisting of a shaker tank, shale shakers, desilter, desander, and degassers on Rig 587. | The following property is used 100% for pollution control and is installed to meet or exceed federal or state regulations: Drilling mud recycling system consisting of a shaker tank, shale shakers, desilter, desander, and degassers on Rig 587. | 2024-01-17 | 3590000 | 100
26059 | T1 | PATTERSON-UTI DRILLING COMPANY LLC | PATTERSON DRILLING | 9915 W INDUSTRIAL AVE | MIDLAND | TX | 79706 | MIDLAND | CN603425174 | RN102277621 | Spill response equipment consisting of ram type blowout preventers, a closing unit, and a choke manifold system on Rig 587. | The following property is used 100% for pollution control and is installed to meet or exceed federal or state regulations: Spill response equipment consisting of ram type blowout preventers, a closing unit, and a choke manifold system on Rig 587. | 2024-01-30 | 2260000 | 100
26060 | T1 | PATTERSON-UTI DRILLING COMPANY LLC | PATTERSON DRILLING | 9915 W INDUSTRIAL AVE | MIDLAND | TX | 79706 | MIDLAND | CN603425174 | RN102277621 | Low NOx combustion system consisting of electronic fuel injection system including electronic fuel injectors, the electronic control module that controls the injectors, and turbochargers that include an aftercooler on compression ignition engines on Rig 587. | The following property is used 100% for pollution control to meet or exceed federal or state regulations: Low NOx combustion system consisting of electronic fuel injection system including electronic fuel injectors, the electronic control module that controls the injectors, and turbochargers that include an aftercooler on compression ignition engines on Rig 587. | 2024-02-16 | 389600 | 100
26061 | T1 | PATTERSON-UTI DRILLING COMPANY LLC | PATTERSON DRILLING | 9915 W INDUSTRIAL AVE | MIDLAND | TX | 79706 | MIDLAND | CN603425174 | RN102277621 | Drilling mud recycling system consisting of a shaker tank, shale shakers, desilter, desander, and degassers on Rig 252. | The following property is used 100% for pollution control and is installed to meet or exceed federal or state regulations: Drilling mud recycling system consisting of a shaker tank, shale shakers, desilter, desander, and degassers on Rig 252. | 2024-01-17 | 3590000 | 100
26062 | T1 | PATTERSON-UTI DRILLING COMPANY LLC | PATTERSON DRILLING | 9915 W INDUSTRIAL AVE | MIDLAND | TX | 79706 | MIDLAND | CN603425174 | RN102277621 | Spill response equipment consisting of ram type blowout preventers, a closing unit, and a choke manifold system on Rig 252. | The following property is used 100% for pollution control and is installed to meet or exceed federal or state regulations: Spill response equipment consisting of ram type blowout preventers, a closing unit, and a choke manifold system on Rig 252. | 2024-01-30 | 2260000 | 100
26063 | T1 | PATTERSON-UTI DRILLING COMPANY LLC | PATTERSON DRILLING | 9915 W INDUSTRIAL AVE | MIDLAND | TX | 79706 | MIDLAND | CN603425174 | RN102277621 | Low NOx combustion system consisting of electronic fuel injection system including electronic fuel injectors, the electronic control module that controls the injectors, and turbochargers that include an aftercooler on compression ignition engines on Rig 252. | The following property is used 100% for pollution control to meet or exceed federal or state regulations: Low NOx combustion system consisting of electronic fuel injection system including electronic fuel injectors, the electronic control module that controls the injectors, and turbochargers that include an aftercooler on compression ignition engines on Rig 252. | 2024-02-16 | 389600 | 100
26064 | T1 | PATTERSON-UTI DRILLING COMPANY LLC | PATTERSON DRILLING | 9915 W INDUSTRIAL AVE | MIDLAND | TX | 79706 | MIDLAND | CN603425174 | RN102277621 | Drilling mud recycling system consisting of a shaker tank, shale shakers, desilter, desander, and degassers on Rig 253. | The following property is used 100% for pollution control and is installed to meet or exceed federal or state regulations: Drilling mud recycling system consisting of a shaker tank, shale shakers, desilter, desander, and degassers on Rig 253. | 2024-01-17 | 3590000 | 100
26065 | T1 | PATTERSON-UTI DRILLING COMPANY LLC | PATTERSON DRILLING | 9915 W INDUSTRIAL AVE | MIDLAND | TX | 79706 | MIDLAND | CN603425174 | RN102277621 | Spill response equipment consisting of ram type blowout preventers, a closing unit, and a choke manifold system on Rig 253. | The following property is used 100% for pollution control and is installed to meet or exceed federal or state regulations: Spill response equipment consisting of ram type blowout preventers, a closing unit, and a choke manifold system on Rig 253. | 2024-01-30 | 2260000 | 100
26066 | T1 | PATTERSON-UTI DRILLING COMPANY LLC | PATTERSON DRILLING | 9915 W INDUSTRIAL AVE | MIDLAND | TX | 79706 | MIDLAND | CN603425174 | RN102277621 | Low NOx combustion system consisting of electronic fuel injection system including electronic fuel injectors, the electronic control module that controls the injectors, and turbochargers that include an aftercooler on compression ignition engines on Rig 253. | The following property is used 100% for pollution control to meet or exceed federal or state regulations: Low NOx combustion system consisting of electronic fuel injection system including electronic fuel injectors, the electronic control module that controls the injectors, and turbochargers that include an aftercooler on compression ignition engines on Rig 253. | 2024-02-16 | 389600 | 100
26067 | T1 | HONEYWELL INTERNATIONAL INC | HONEYWELL INTERNATIONAL ORANGE PLANT | 3927 FM 1006 | ORANGE | TX | 77630 | ORANGE | CN600129159 | RN100217405 | The M1 flare is a steam assisted flare, which is used to control most normal & MSS Volatile Organic Compounds VOC emissions for the process unit, with the exception of the Oxidizer vent, several storage tanks and the deodorizer vacuum skid system. The flare has been designed to meet 40 CFR Part 60.18 Btu and velocity requirements. The M2 flare is an emergency use flare only. Other than a small stream of natural gas, the M2 flare handles only emergency or upset process vent streams that may occur at the plant. The M3 flare is utilized in the final control of the VOC vents associated with the several storage tanks and the deodorizer vacuum skid system. The deodorizer vacuum skid system pulls a vacuum on the deodorizer tower and then condenses and recycle any condensable material back into the process. The non-condensables are then sent to M3 flare for control. | Application withdrawn by applicant. | 2024-04-12 | 16884509 | 100
26068 | T1 | PATTERSON-UTI DRILLING COMPANY LLC | PATTERSON DRILLING | 9915 W INDUSTRIAL AVE | MIDLAND | TX | 79706 | MIDLAND | CN603425174 | RN102277621 | Drilling mud recycling system consisting of a shaker tank, shale shakers, desilter, desander, and degassers on Rig 255. | The following property is used 100% for pollution control to meet or exceed federal or state regulations: Drilling mud recycling system consisting of a shaker tank, shale shakers, desilter, desander, and degassers on Rig 255. | 2024-01-17 | 3590000 | 100
26069 | T1 | PATTERSON-UTI DRILLING COMPANY LLC | PATTERSON DRILLING | 9915 W INDUSTRIAL AVE | MIDLAND | TX | 79706 | MIDLAND | CN603425174 | RN102277621 | Spill response equipment consisting of ram type blowout preventers, a closing unit, and a choke manifold system on Rig 255. | The following property is used 100% for pollution control and is installed to meet or exceed federal or state regulations: Spill response equipment consisting of ram type blowout preventers, a closing unit, and a choke manifold system on Rig 255. | 2024-01-30 | 2260000 | 100
26070 | T1 | PATTERSON-UTI DRILLING COMPANY LLC | PATTERSON DRILLING | 9915 W INDUSTRIAL AVE | MIDLAND | TX | 79706 | MIDLAND | CN603425174 | RN102277621 | Low NOx combustion system consisting of electronic fuel injection system including electronic fuel injectors, the electronic control module that controls the injectors, and turbochargers that include an aftercooler on compression ignition engines on Rig 255. | The following property is used 100% for pollution control to meet or exceed federal or state regulations: Low NOx combustion system consisting of electronic fuel injection system including electronic fuel injectors, the electronic control module that controls the injectors, and turbochargers that include an aftercooler on compression ignition engines on Rig 255. | 2024-02-16 | 389600 | 100
26071 | T1 | PATTERSON-UTI DRILLING COMPANY LLC | PATTERSON DRILLING | 9915 W INDUSTRIAL AVE | MIDLAND | TX | 79706 | MIDLAND | CN603425174 | RN102277621 | Drilling mud recycling system consisting of a shaker tank, shale shakers, desilter, desander, and degassers on Rig 258. | The following property is used 100% for pollution control to meet or exceed federal or state regulations: Drilling mud recycling system consisting of a shaker tank, shale shakers, desilter, desander, and degassers on Rig 258. | 2024-01-17 | 2370000 | 100
26072 | T1 | PATTERSON-UTI DRILLING COMPANY LLC | PATTERSON DRILLING | 9915 W INDUSTRIAL AVE | MIDLAND | TX | 79706 | MIDLAND | CN603425174 | RN102277621 | Spill response equipment consisting of ram type blowout preventers, a closing unit, and a choke manifold system on Rig 258. | The following property is used 100% for pollution control and is installed to meet or exceed federal or state regulations: Spill response equipment consisting of ram type blowout preventers, a closing unit, and a choke manifold system on Rig 258. | 2024-01-30 | 1570000 | 100
26073 | T1 | PATTERSON-UTI DRILLING COMPANY LLC | PATTERSON DRILLING | 9915 W INDUSTRIAL AVE | MIDLAND | TX | 79706 | MIDLAND | CN603425174 | RN102277621 | Low NOx combustion and emissions control system consisting of an air-fuel ratio integrated control module, turbochargers that include an intercooler, and a post combustion catalytic converter on spark ignition engines on Rig 258. | The following property is used 100% for pollution control to meet or exceed federal or state regulations: Low NOx combustion and emissions control system consisting of an air-fuel ratio integrated control module, turbochargers that include an intercooler, and a post combustion catalytic converter on spark ignition engines on Rig 258. | 2024-02-26 | 265800 | 100
26074 | T1 | PATTERSON-UTI DRILLING COMPANY LLC | PATTERSON DRILLING | 9915 W INDUSTRIAL AVE | MIDLAND | TX | 79706 | MIDLAND | CN603425174 | RN102277621 | Drilling mud recycling system consisting of a shaker tank, shale shakers, desilter, desander, and degassers on Rig 274. | The following property is used 100% for pollution control to meet or exceed federal or state regulations: Drilling mud recycling system consisting of a shaker tank, shale shakers, desilter, desander, and degassers on Rig 274. | 2024-01-17 | 3590000 | 100
26075 | T1 | PATTERSON-UTI DRILLING COMPANY LLC | PATTERSON DRILLING | 9915 W INDUSTRIAL AVE | MIDLAND | TX | 79706 | MIDLAND | CN603425174 | RN102277621 | Spill response equipment consisting of ram type blowout preventers, a closing unit, and a choke manifold system on Rig 274. | The following property is used 100% for pollution control and is installed to meet or exceed federal or state regulations: Spill response equipment consisting of ram type blowout preventers, a closing unit, and a choke manifold system on Rig 274. | 2024-01-30 | 2640000 | 100
26076 | T1 | PATTERSON-UTI DRILLING COMPANY LLC | PATTERSON DRILLING | 9915 W INDUSTRIAL AVE | MIDLAND | TX | 79706 | MIDLAND | CN603425174 | RN102277621 | Low NOx combustion system consisting of electronic fuel injection system including electronic fuel injectors, the electronic control module that controls the injectors, and turbochargers that include an aftercooler on compression ignition engines on Rig 274. | The following property is used 100% for pollution control to meet or exceed federal or state regulations: Low NOx combustion system consisting of electronic fuel injection system including electronic fuel injectors, the electronic control module that controls the injectors, and turbochargers that include an aftercooler on compression ignition engines on Rig 274. | 2024-02-16 | 389600 | 100
26077 | T1 | PATTERSON-UTI DRILLING COMPANY LLC | PATTERSON DRILLING | 9915 W INDUSTRIAL AVE | MIDLAND | TX | 79706 | MIDLAND | CN603425174 | RN102277621 | Drilling mud recycling system consisting of a shaker tank, shale shakers, desilter, desander, and degassers on Rig 278. | The following property is used 100% for pollution control to meet or exceed federal or state regulations: Drilling mud recycling system consisting of a shaker tank, shale shakers, desilter, desander, and degassers on Rig 278. | 2024-01-17 | 3590000 | 100
26078 | T1 | PATTERSON-UTI DRILLING COMPANY LLC | PATTERSON DRILLING | 9915 W INDUSTRIAL AVE | MIDLAND | TX | 79706 | MIDLAND | CN603425174 | RN102277621 | Spill response equipment consisting of ram type blowout preventers, a closing unit, and a choke manifold system on Rig 278. | The following property is used 100% for pollution control and is installed to meet or exceed federal or state regulations: Spill response equipment consisting of ram type blowout preventers, a closing unit, and a choke manifold system on Rig 278. | 2024-01-30 | 2260000 | 100
26079 | T1 | PATTERSON-UTI DRILLING COMPANY LLC | PATTERSON DRILLING | 9915 W INDUSTRIAL AVE | MIDLAND | TX | 79706 | MIDLAND | CN603425174 | RN102277621 | Low NOx combustion and emissions control system consisting of an air-fuel ratio integrated control module, turbochargers that include an intercooler, and a post combustion catalytic converter on spark ignition engines on Rig 278. | The following property is used 100% for pollution control to meet or exceed federal or state regulations: Low NOx combustion and emissions control system consisting of an air-fuel ratio integrated control module, turbochargers that include an intercooler, and a post combustion catalytic converter on spark ignition engines on Rig 278. | 2024-02-26 | 265800 | 100
26080 | T1 | PATTERSON-UTI DRILLING COMPANY LLC | PATTERSON DRILLING | 9915 W INDUSTRIAL AVE | MIDLAND | TX | 79706 | MIDLAND | CN603425174 | RN102277621 | Drilling mud recycling system consisting of a shaker tank, shale shakers, desilter, desander, and degassers on Rig 282. | The following property is used 100% for pollution control to meet or exceed federal or state regulations: Drilling mud recycling system consisting of a shaker tank, shale shakers, desilter, desander, and degassers on Rig 282. | 2024-01-17 | 3590000 | 100
26081 | T1 | PATTERSON-UTI DRILLING COMPANY LLC | PATTERSON DRILLING | 9915 W INDUSTRIAL AVE | MIDLAND | TX | 79706 | MIDLAND | CN603425174 | RN102277621 | Spill response equipment consisting of ram type blowout preventers, a closing unit, and a choke manifold system on Rig 282. | The following property is used 100% for pollution control and is installed to meet or exceed federal or state regulations: Spill response equipment consisting of ram type blowout preventers, a closing unit, and a choke manifold system on Rig 282. | 2024-01-30 | 2260000 | 100
26082 | T1 | PATTERSON-UTI DRILLING COMPANY LLC | PATTERSON DRILLING | 9915 W INDUSTRIAL AVE | MIDLAND | TX | 79706 | MIDLAND | CN603425174 | RN102277621 | Low NOx combustion system consisting of electronic fuel injection system including electronic fuel injectors, the electronic control module that controls the injectors, and turbochargers that include an aftercooler on compression ignition engines on Rig 282. | The following property is used 100% for pollution control to meet or exceed federal or state regulations: Low NOx combustion system consisting of electronic fuel injection system including electronic fuel injectors, the electronic control module that controls the injectors, and turbochargers that include an aftercooler on compression ignition engines on Rig 282. | 2024-02-16 | 292200 | 100
26083 | T1 | PATTERSON-UTI DRILLING COMPANY LLC | PATTERSON DRILLING | 9915 W INDUSTRIAL AVE | MIDLAND | TX | 79706 | MIDLAND | CN603425174 | RN102277621 | Drilling mud recycling system consisting of a shaker tank, shale shakers, desilter, desander, and degassers on Rig 284. | The following property is used 100% for pollution control to meet or exceed federal or state regulations: Drilling mud recycling system consisting of a shaker tank, shale shakers, desilter, desander, and degassers on Rig 284. | 2024-01-17 | 3590000 | 100
26084 | T1 | PATTERSON-UTI DRILLING COMPANY LLC | PATTERSON DRILLING | 9915 W INDUSTRIAL AVE | MIDLAND | TX | 79706 | MIDLAND | CN603425174 | RN102277621 | Spill response equipment consisting of ram type blowout preventers, a closing unit, and a choke manifold system on Rig 284. | The following property is used 100% for pollution control and is installed to meet or exceed federal or state regulations: Spill response equipment consisting of ram type blowout preventers, a closing unit, and a choke manifold system on Rig 284. | 2024-01-30 | 2260000 | 100
26085 | T1 | PATTERSON-UTI DRILLING COMPANY LLC | PATTERSON DRILLING | 9915 W INDUSTRIAL AVE | MIDLAND | TX | 79706 | MIDLAND | CN603425174 | RN102277621 | Low NOx combustion system consisting of electronic fuel injection system including electronic fuel injectors, the electronic control module that controls the injectors, and turbochargers that include an aftercooler on compression ignition engines on Rig 284. | The following property is used 100% for pollution control to meet or exceed federal or state regulations: Low NOx combustion system consisting of electronic fuel injection system including electronic fuel injectors, the electronic control module that controls the injectors, and turbochargers that include an aftercooler on compression ignition engines on Rig 284. | 2024-02-16 | 389600 | 100
26086 | T1 | PATTERSON-UTI DRILLING COMPANY LLC | PATTERSON DRILLING | 9915 W INDUSTRIAL AVE | MIDLAND | TX | 79706 | MIDLAND | CN603425174 | RN102277621 | Drilling mud recycling system consisting of a shaker tank, shale shakers, desilter, desander, and degassers on Rig 289. | The following property is used 100% for pollution control to meet or exceed federal or state regulations: Drilling mud recycling system consisting of a shaker tank, shale shakers, desilter, desander, and degassers on Rig 289. | 2024-01-17 | 3590000 | 100
26087 | T1 | PATTERSON-UTI DRILLING COMPANY LLC | PATTERSON DRILLING | 9915 W INDUSTRIAL AVE | MIDLAND | TX | 79706 | MIDLAND | CN603425174 | RN102277621 | Spill response equipment consisting of ram type blowout preventers, a closing unit, and a choke manifold system on Rig 289. | The following property is used 100% for pollution control and is installed to meet or exceed federal or state regulations: Spill response equipment consisting of ram type blowout preventers, a closing unit, and a choke manifold system on Rig 289. | 2024-01-30 | 2260000 | 100
26088 | T1 | PATTERSON-UTI DRILLING COMPANY LLC | PATTERSON DRILLING | 9915 W INDUSTRIAL AVE | MIDLAND | TX | 79706 | MIDLAND | CN603425174 | RN102277621 | Low NOx combustion system consisting of electronic fuel injection system including electronic fuel injectors, the electronic control module that controls the injectors, and turbochargers that include an aftercooler on compression ignition engines on Rig 289. | The following property is used 100% for pollution control to meet or exceed federal or state regulations: Low NOx combustion system consisting of electronic fuel injection system including electronic fuel injectors, the electronic control module that controls the injectors, and turbochargers that include an aftercooler on compression ignition engines on Rig 289. | 2024-02-16 | 389600 | 100
26089 | T1 | ENTERPRISE PRODUCTS OPERATING LLC | ENTERPRISE MONT BELVIEU COMPLEX | 10207 FM 1942 RD | MONT BELVIEU | TX | 77521 | CHAMBERS | CN603211277 | RN102323268 | Wastewater treatment system consisting of a stripper with associated pumps, sumps, KO drum, collection drum, and wastewater equalization tank. | The following property is used 100% for pollution control and is installed to meet or exceed federal or state regulations: Wastewater treatment system consisting of a stripper with associated pumps, sumps, KO drum, collection drum, and wastewater equalization tank. | 2024-02-14 | 7567680 | 100
26090 | T1 | ENTERPRISE PRODUCTS OPERATING LLC | ENTERPRISE MONT BELVIEU COMPLEX | 10207 FM 1942 RD | MONT BELVIEU | TX | 77521 | CHAMBERS | CN603211277 | RN102323268 | Equalization tank and pumps. | The following property is used 100% for pollution control to meet or exceed federal or state regulations: Equalization tank and pumps. | 2024-03-25 | 2038906 | 100
26091 | T1 | ENTERPRISE PRODUCTS OPERATING LLC | ENTERPRISE MONT BELVIEU COMPLEX | 10207 FM 1942 RD | MONT BELVIEU | TX | 77521 | CHAMBERS | CN603211277 | RN102323268 | Flare and associated KO drums and pumps. | The following property is used 100% for pollution control to meet or exceed federal or state regulations: Flare and associated KO drums and pumps. | 2024-03-25 | 24868651 | 100
26092 | T1 | PATTERSON-UTI DRILLING COMPANY LLC | PATTERSON DRILLING | 9915 W INDUSTRIAL AVE | MIDLAND | TX | 79706 | MIDLAND | CN603425174 | RN102277621 | Drilling mud recycling system consisting of a shaker tank, shale shakers, and degassers on Rig 329. | The following property is used 100% for pollution control and is installed to meet or exceed federal or state regulations: Drilling mud recycling system consisting of a shaker tank, shale shakers, and degassers on Rig 329. | 2024-01-29 | 3420000 | 100
26093 | T1 | PATTERSON-UTI DRILLING COMPANY LLC | PATTERSON DRILLING | 9915 W INDUSTRIAL AVE | MIDLAND | TX | 79706 | MIDLAND | CN603425174 | RN102277621 | Spill response equipment consisting of ram type blowout preventers, a closing unit, and a choke manifold system on Rig 329. | The following property is used 100% for pollution control and is installed to meet or exceed federal or state regulations: Spill response equipment consisting of ram type blowout preventers, a closing unit, and a choke manifold system on Rig 329. | 2024-01-30 | 2260000 | 100
26094 | T1 | PATTERSON-UTI DRILLING COMPANY LLC | PATTERSON DRILLING | 9915 W INDUSTRIAL AVE | MIDLAND | TX | 79706 | MIDLAND | CN603425174 | RN102277621 | Low NOx combustion and emissions control system consisting of an air-fuel ratio integrated control module, turbochargers that include an intercooler, and a post combustion catalytic converter on spark ignition engines on Rig 329. | The following property is used 100% for pollution control to meet or exceed federal or state regulations: Low NOx combustion and emissions control system consisting of an air-fuel ratio integrated control module, turbochargers that include an intercooler, and a post combustion catalytic converter on spark ignition engines on Rig 329. | 2024-03-05 | 292200 | 100
26095 | T1 | PATTERSON-UTI DRILLING COMPANY LLC | PATTERSON DRILLING | 9915 W INDUSTRIAL AVE | MIDLAND | TX | 79706 | MIDLAND | CN603425174 | RN102277621 | Drilling mud recycling system consisting of a shaker tank, shale shakers, and degassers on Rig 575. | The following property is used 100% for pollution control and is installed to meet or exceed federal or state regulations: Drilling mud recycling system consisting of a shaker tank, shale shakers, and degassers on Rig 575. | 2024-01-29 | 2650000 | 100
26096 | T1 | PATTERSON-UTI DRILLING COMPANY LLC | PATTERSON DRILLING | 9915 W INDUSTRIAL AVE | MIDLAND | TX | 79706 | MIDLAND | CN603425174 | RN102277621 | Spill response equipment consisting of ram type blowout preventers, a closing unit, and a choke manifold system on Rig 575. | The following property is used 100% for pollution control and is installed to meet or exceed federal or state regulations: Spill response equipment consisting of ram type blowout preventers, a closing unit, and a choke manifold system on Rig 575. | 2024-01-30 | 2260000 | 100
26097 | T1 | PATTERSON-UTI DRILLING COMPANY LLC | PATTERSON DRILLING | 9915 W INDUSTRIAL AVE | MIDLAND | TX | 79706 | MIDLAND | CN603425174 | RN102277621 | Low NOx combustion system consisting of electronic fuel injection system including electronic fuel injectors, the electronic control module that controls the injectors, and turbochargers that include an aftercooler on compression ignition engines on Rig 575. | The following property is used 100% for pollution control to meet or exceed federal or state regulations: Low NOx combustion system consisting of electronic fuel injection system including electronic fuel injectors, the electronic control module that controls the injectors, and turbochargers that include an aftercooler on compression ignition engines on Rig 575. | 2024-02-16 | 389600 | 100
26098 | T1 | GRAY OAK PIPELINE LLC | GRAY OAK PIPELINE - LIVE OAK COUNTY | PIPELINE CROSSING LIVE OAK COUNTY | Live Oak County | TX | 78022 | LIVE OAK | CN605648658 | RN111195392 | Nondestructive pipeline testing expenditures – Radiography. | The following property is used 100% for pollution control and is installed to meet or exceed federal or state regulations: Nondestructive pipeline testing expenditures – Radiography. | 2024-03-01 | 3699285 | 100
26099 | T1 | GRAY OAK PIPELINE LLC | GRAY OAK PIPELINE - LA SALLE COUNTY | CRUDE OIL PIPELINE CROSSING LA SALLE COUNTY | La Salle County | TX | 78014 | LA SALLE | CN605648658 | RN111866596 | Nondestructive pipeline testing expenditures – Radiography. | The following property is used 100% for pollution control and is installed to meet or exceed federal or state regulations: Nondestructive pipeline testing expenditures – Radiography. | 2024-03-01 | 153562 | 100
26100 | T1 | GRAY OAK PIPELINE LLC | GRAY OAK PIPELINE | THIS IS A CRUDE OIL PIPELINE CROSSING KINNEY COUNTY FROM THE NORTHWEST TO THE SOUTHEAST. | Kinney County | TX | 78832 | KINNEY | CN605648658 | RN111190302 | Nondestructive pipeline testing expenditures – Radiography. | The following property is used 100% for pollution control and is installed to meet or exceed federal or state regulations: Nondestructive pipeline testing expenditures – Radiography. | 2024-03-01 | 1951385 | 100
26101 | T1 | GRAY OAK PIPELINE LLC | GRAY OAK PIPELINE - KARNES COUNTY | CRUDE OIL PIPELINE CROSSING KARNES COUNTY | Karnes County | TX | 78118 | KARNES | CN605648658 | RN111196028 | Nondestructive pipeline testing expenditures – Radiography. | The following property is used 100% for pollution control and is installed to meet or exceed federal or state regulations: Nondestructive pipeline testing expenditures – Radiography. | 2024-03-01 | 633192 | 100
26102 | T1 | GRAY OAK PIPELINE LLC | GRAY OAK PIPELINE - JACKSON COUNTY | CRUDE OIL PIPELINE CROSSING JACKSON COUNTY | Jackson County | TX | 77957 | JACKSON | CN605648658 | RN111195871 | Nondestructive pipeline testing expenditures – Radiography. | The following property is used 100% for pollution control and is installed to meet or exceed federal or state regulations: Nondestructive pipeline testing expenditures – Radiography. | 2024-03-01 | 756533 | 100
26103 | T1 | GRAY OAK PIPELINE LLC | GRAY OAK PIPELINE - GOLIAD COUNTY | CRUDE OIL PIPELINE CROSSING GOLIAD COUNTY | Goliad County | TX | 77963 | GOLIAD | CN605648658 | RN111195863 | Nondestructive pipeline testing expenditures – Radiography. | The following property is used 100% for pollution control and is installed to meet or exceed federal or state regulations: Nondestructive pipeline testing expenditures – Radiography. | 2024-03-01 | 1200028 | 100
26104 | T1 | GRAY OAK PIPELINE LLC | GRAY OAK PIPELINE | PIPELINE CROSSING EDWARDS COUNTY | Edwards County | TX | 78880 | EDWARDS | CN605648658 | RN111134847 | Nondestructive pipeline testing expenditures – Radiography. | The following property is used 100% for pollution control and is installed to meet or exceed federal or state regulations: Nondestructive pipeline testing expenditures – Radiography. | 2024-03-01 | 2359796 | 100
26105 | T1 | GRAY OAK PIPELINE LLC | GRAY OAK PIPELINE - FRIO COUNTY | THIS APPLICATION IS FOR PIPELINE CROSSING FRIO COUNTY | Frio County | TX | 78061 | FRIO | CN605648658 | RN111195467 | Nondestructive pipeline testing expenditures – Radiography. | The following property is used 100% for pollution control and is installed to meet or exceed federal or state regulations: Nondestructive pipeline testing expenditures – Radiography. | 2024-03-01 | 1620573 | 100
26106 | T1 | GRAY OAK PIPELINE LLC | GRAY OAK PIPELINE - CROCKETT COUNTY | THIS APPLICATION IS FOR POLLUTION CONTROL EQUIPMENT ON A PIPELINE WHICH CROSSES CROCKETT COUNTY. | Crockett County | TX | 76943 | CROCKETT | CN605648658 | RN111195418 | Nondestructive pipeline testing expenditures – Radiography. | The following property is used 100% for pollution control and is installed to meet or exceed federal or state regulations: Nondestructive pipeline testing expenditures – Radiography. | 2024-03-01 | 1659250 | 100
26107 | T1 | GRAY OAK PIPELINE LLC | GRAY OAK PIPELINE - CRANE COUNTY | THIS APPLICATION IS FOR PIPELINE CROSSING CRANE COUNTY | Crane County | TX | 79731 | CRANE | CN605648658 | RN111195574 | Nondestructive pipeline testing expenditures – Radiography. | The following property is used 100% for pollution control and is installed to meet or exceed federal or state regulations: Nondestructive pipeline testing expenditures – Radiography. | 2024-03-01 | 1103097 | 100
26108 | T1 | GRAY OAK PIPELINE LLC | GRAY OAK PIPELINE - BRAZORIA COUNTY | CRUDE OIL PIPELINE CROSSING BRAZORIA COUNTY | Brazoria County | TX | 77515 | BRAZORIA | CN605648658 | RN111866547 | Nondestructive pipeline testing expenditures – Radiography. | The following property is used 100% for pollution control and is installed to meet or exceed federal or state regulations: Nondestructive pipeline testing expenditures – Radiography. | 2024-03-01 | 271017 | 100
26109 | T1 | GRAY OAK PIPELINE LLC | GRAY OAK PIPELINE - BEE COUNTY | CRUDE OIL PIPELINE CROSSING BEE COUNTY | Bee County | TX | 78102 | BEE | CN605648658 | RN111196036 | Nondestructive pipeline testing expenditures – Radiography. | The following property is used 100% for pollution control and is installed to meet or exceed federal or state regulations: Nondestructive pipeline testing expenditures – Radiography. | 2024-03-01 | 778925 | 100
26110 | T1 | GRAY OAK PIPELINE LLC | GRAY OAK PIPELINE - ZAVALA COUNTY | THIS APPLICATION IS FOR PIPELINE CROSSING ZAVALA COUNTY | Zavala County | TX | 78839 | ZAVALA | CN605648658 | RN111195491 | Pipe coatings and cathodic protection on the Gray Oak Pipeline LLC Segments in Zavala County. | The following property is used 100% for pollution control and is installed to meet or exceed federal or state regulations: Pipe coatings and cathodic protection on the Gray Oak Pipeline LLC Segments in Zavala County. | 2024-03-28 | 2999645 | 100
26111 | T1 | GRAY OAK PIPELINE LLC | GRAY OAK PIPELINE - WINKLER COUNTY | CRUDE OIL PIPELINE CROSSING WINKLER COUNTY | Winkler County | TX | 79745 | WINKLER | CN605648658 | RN111196010 | Pipe coatings and cathodic protection on the Gray Oak Pipeline LLC Segments in Winkler County. | The following property is used 100% for pollution control and is installed to meet or exceed federal or state regulations: Pipe coatings and cathodic protection on the Gray Oak Pipeline LLC Segments in Winkler County. | 2024-03-28 | 1719007 | 100
26112 | T1 | GRAY OAK PIPELINE LLC | GRAY OAK PIPELINE - WHARTON COUNTY | CRUDE OIL PIPELINE CROSSING WHARTON COUNTY | Wharton County | TX | 77488 | WHARTON | CN605648658 | RN111196085 | Pipe coatings and cathodic protection on the Gray Oak Pipeline LLC Segments in Wharton County. | The following property is used 100% for pollution control and is installed to meet or exceed federal or state regulations: Pipe coatings and cathodic protection on the Gray Oak Pipeline LLC Segments in Wharton County. | 2024-03-28 | 1174622 | 100
26113 | T1 | GRAY OAK PIPELINE LLC | GRAY OAK PIPELINE - WARD COUNTY | CRUDE OIL PIPELINE CROSSING WARD COUNTY | Ward County | TX | 79756 | WARD | CN605648658 | RN111866497 | Pipe coatings and cathodic protection on the Gray Oak Pipeline LLC Segments in Ward County. | The following property is used 100% for pollution control and is installed to meet or exceed federal or state regulations: Pipe coatings and cathodic protection on the Gray Oak Pipeline LLC Segments in Ward County. | 2024-03-28 | 796090 | 100
26114 | T1 | GRAY OAK PIPELINE LLC | GRAY OAK PIPELINE - VICTORIA COUNTY | CRUDE OIL PIPELINE CROSSING VICTORIA COUNTY | Victoria County | TX | 77901 | VICTORIA | CN605648658 | RN111196002 | Pipe coatings and cathodic protection on the Gray Oak Pipeline LLC Segments in Victoria County. | The following property is used 100% for pollution control and is installed to meet or exceed federal or state regulations: Pipe coatings and cathodic protection on the Gray Oak Pipeline LLC Segments in Victoria County. | 2024-03-28 | 1641610 | 100
26115 | T1 | GRAY OAK PIPELINE LLC | GRAY OAK PIPELINE - UPTON COUNTY | THIS APPLICATION IS FOR PIPELINE CROSSING UPTON COUNTY | Upton County | TX | 79752 | UPTON | CN605648658 | RN111195475 | Pipe coatings and cathodic protection on the Gray Oak Pipeline LLC Segments in Upton County. | The following property is used 100% for pollution control and is installed to meet or exceed federal or state regulations: Pipe coatings and cathodic protection on the Gray Oak Pipeline LLC Segments in Upton County. | 2024-03-28 | 2336237 | 100
26116 | T1 | GRAY OAK PIPELINE LLC | GRAY OAK PIPELINE - SUTTON COUNTY | THIS APPLICATION IS FOR PIPELINE CROSSING SUTTON COUNTY | Sutton County | TX | 76950 | SUTTON | CN605648658 | RN111195459 | Pipe coatings and cathodic protection on the Gray Oak Pipeline LLC Segments in Sutton County. | The following property is used 100% for pollution control and is installed to meet or exceed federal or state regulations: Pipe coatings and cathodic protection on the Gray Oak Pipeline LLC Segments in Sutton County. | 2024-03-28 | 2686152 | 100
26117 | T1 | GRAY OAK PIPELINE LLC | GRAY OAK PIPELINE - SCHLEICHER COUNTY | CRUDE OIL PIPELINE CROSSING SCHLEICHER COUNTY | Schleicher County | TX | 76936 | SCHLEICHER | CN605648658 | RN111866505 | Pipe coatings and cathodic protection on the Gray Oak Pipeline LLC Segments in Schleicher County. | The following property is used 100% for pollution control and is installed to meet or exceed federal or state regulations: Pipe coatings and cathodic protection on the Gray Oak Pipeline LLC Segments in Schleicher County. | 2024-03-28 | 35122 | 100
26118 | T1 | GRAY OAK PIPELINE LLC | GRAY OAK PIPELINE - SAN PATRICIO COUNTY | CRUDE OIL PIPELINE LOCATED IN SAN PATRICIO COUNTY | San Patricio County | TX | 78387 | SAN PATRICIO | CN605648658 | RN111195400 | Pipe coatings and cathodic protection on the Gray Oak Pipeline LLC Segments in San Patricio County. | The following property is used 100% for pollution control and is installed to meet or exceed federal or state regulations: Pipe coatings and cathodic protection on the Gray Oak Pipeline LLC Segments in San Patricio County. | 2024-03-28 | 3934270 | 100
26119 | T1 | GRAY OAK PIPELINE LLC | GRAY OAK PIPELINE - REEVES COUNTY | CRUDE OIL PIPELINE CROSSING REEVES COUNTY | Reeves County | TX | 79772 | REEVES | CN605648658 | RN111866513 | Pipe coatings and cathodic protection on the Gray Oak Pipeline LLC Segments in Reeves County. | The following property is used 100% for pollution control and is installed to meet or exceed federal or state regulations: Pipe coatings and cathodic protection on the Gray Oak Pipeline LLC Segments in Reeves County. | 2024-03-28 | 511214 | 100
26120 | T1 | GRAY OAK PIPELINE LLC | GRAY OAK PIPELINE REAGAN COUNTY | PIPELINE CROSSING REAGAN COUNTY | Reagan County | TX | 76932 | REAGAN | CN605648658 | RN111191011 | Pipe coatings and cathodic protection on the Gray Oak Pipeline LLC Segments in Reagan County. | The following property is used 100% for pollution control and is installed to meet or exceed federal or state regulations: Pipe coatings and cathodic protection on the Gray Oak Pipeline LLC Segments in Reagan County. | 2024-03-29 | 1806161 | 100
26121 | T1 | GRAY OAK PIPELINE LLC | GRAY OAK PIPELINE - NUECES COUNTY | CRUDE OIL PIPELINE CROSSING NUECES COUNTY | Nueces County | TX | 78336 | NUECES | CN605648658 | RN111866521 | Pipe coatings and cathodic protection on the Gray Oak Pipeline LLC Segments in Nueces County. | The following property is used 100% for pollution control and is installed to meet or exceed federal or state regulations: Pipe coatings and cathodic protection on the Gray Oak Pipeline LLC Segments in Nueces County. | 2024-03-29 | 217233 | 100
26122 | T1 | GRAY OAK PIPELINE LLC | GRAY OAK PIPELINE - MCMULLEN COUNTY | CRUDE OIL PIPELINE CROSSING MCMULLEN COUNTY | Mcmullen County | TX | 78072 | MCMULLEN | CN605648658 | RN111195897 | Pipe coatings and cathodic protection on the Gray Oak Pipeline LLC Segments in McMullen County. | The following property is used 100% for pollution control and is installed to meet or exceed federal or state regulations: Pipe coatings and cathodic protection on the Gray Oak Pipeline LLC Segments in McMullen County. | 2024-03-29 | 1977866 | 100
26123 | T1 | GRAY OAK PIPELINE LLC | GRAY OAK PIPELINE - MAVERICK COUNTY | CRUDE OIL PIPELINE CROSSING MAVERICK COUNTY | Maverick County | TX | 78852 | MAVERICK | CN605648658 | RN111866539 | Pipe coatings and cathodic protection on the Gray Oak Pipeline LLC Segments in Maverick County. | The following property is used 100% for pollution control and is installed to meet or exceed federal or state regulations: Pipe coatings and cathodic protection on the Gray Oak Pipeline LLC Segments in Maverick County. | 2024-03-29 | 814300 | 100
26124 | T1 | GRAY OAK PIPELINE LLC | GRAY OAK PIPELINE - MATAGORDA COUNTY | CRUDE OIL PIPELINE CROSSING MATAGORDA COUNTY | Matagorda County | TX | 77414 | MATAGORDA | CN605648658 | RN111195855 | Pipe coatings and cathodic protection on the Gray Oak Pipeline LLC Segments in Matagorda County. | The following property is used 100% for pollution control and is installed to meet or exceed federal or state regulations: Pipe coatings and cathodic protection on the Gray Oak Pipeline LLC Segments in Matagorda County. | 2024-03-29 | 1535594 | 100
26125 | T1 | GRAY OAK PIPELINE LLC | GRAY OAK PIPELINE - LOVING COUNTY | THIS APPLICATION IS FOR PIPELINE CROSSING LOVING COUNTY | Loving County | TX | 79754 | LOVING | CN605648658 | RN111195509 | Pipe coatings and cathodic protection on the Gray Oak Pipeline LLC Segments in Loving County. | The following property is used 100% for pollution control and is installed to meet or exceed federal or state regulations: Pipe coatings and cathodic protection on the Gray Oak Pipeline LLC Segments in Loving County. | 2024-03-29 | 2730379 | 100
26126 | T1 | GRAY OAK PIPELINE LLC | GRAY OAK PIPELINE - LIVE OAK COUNTY | PIPELINE CROSSING LIVE OAK COUNTY | Live Oak County | TX | 78022 | LIVE OAK | CN605648658 | RN111195392 | Pipe coatings and cathodic protection on the Gray Oak Pipeline LLC Segments in Live Oak County. | The following property is used 100% for pollution control and is installed to meet or exceed federal or state regulations: Pipe coatings and cathodic protection on the Gray Oak Pipeline LLC Segments in Live Oak County. | 2024-03-29 | 6857167 | 100
26127 | T1 | GRAY OAK PIPELINE LLC | GRAY OAK PIPELINE - LA SALLE COUNTY | CRUDE OIL PIPELINE CROSSING LA SALLE COUNTY | La Salle County | TX | 78014 | LA SALLE | CN605648658 | RN111866596 | Pipe coatings and cathodic protection on the Gray Oak Pipeline LLC Segments in La Salle County. | The following property is used 100% for pollution control and is installed to meet or exceed federal or state regulations: Pipe coatings and cathodic protection on the Gray Oak Pipeline LLC Segments in La Salle County. | 2024-03-29 | 244550 | 100
26128 | T1 | GRAY OAK PIPELINE LLC | GRAY OAK PIPELINE | THIS IS A CRUDE OIL PIPELINE CROSSING KINNEY COUNTY FROM THE NORTHWEST TO THE SOUTHEAST. | Kinney County | TX | 78832 | KINNEY | CN605648658 | RN111190302 | Pipe coatings and cathodic protection on the Gray Oak Pipeline LLC Segments in Kinney County. | The following property is used 100% for pollution control and is installed to meet or exceed federal or state regulations: Pipe coatings and cathodic protection on the Gray Oak Pipeline LLC Segments in Kinney County. | 2024-03-29 | 3107611 | 100
26129 | T1 | GRAY OAK PIPELINE LLC | GRAY OAK PIPELINE - KARNES COUNTY | CRUDE OIL PIPELINE CROSSING KARNES COUNTY | Karnes County | TX | 78118 | KARNES | CN605648658 | RN111196028 | Pipe coatings and cathodic protection on the Gray Oak Pipeline LLC Segments in Karnes County. | The following property is used 100% for pollution control and is installed to meet or exceed federal or state regulations: Pipe coatings and cathodic protection on the Gray Oak Pipeline LLC Segments in Karnes County. | 2024-03-29 | 1544050 | 100
26130 | T1 | GRAY OAK PIPELINE LLC | GRAY OAK PIPELINE - JACKSON COUNTY | CRUDE OIL PIPELINE CROSSING JACKSON COUNTY | Jackson County | TX | 77957 | JACKSON | CN605648658 | RN111195871 | Pipe coatings and cathodic protection on the Gray Oak Pipeline LLC Segments in Jackson County. | The following property is used 100% for pollution control and is installed to meet or exceed federal or state regulations: Pipe coatings and cathodic protection on the Gray Oak Pipeline LLC Segments in Jackson County. | 2024-03-29 | 1613642 | 100
26131 | T1 | GRAY OAK PIPELINE LLC | GRAY OAK PIPELINE - GOLIAD COUNTY | CRUDE OIL PIPELINE CROSSING GOLIAD COUNTY | Goliad County | TX | 77963 | GOLIAD | CN605648658 | RN111195863 | Pipe coatings and cathodic protection on the Gray Oak Pipeline LLC Segments in Goliad County. | The following property is used 100% for pollution control and is installed to meet or exceed federal or state regulations: Pipe coatings and cathodic protection on the Gray Oak Pipeline LLC Segments in Goliad County. | 2024-03-29 | 2331684 | 100
26132 | T1 | GRAY OAK PIPELINE LLC | GRAY OAK PIPELINE - FRIO COUNTY | THIS APPLICATION IS FOR PIPELINE CROSSING FRIO COUNTY | Frio County | TX | 78061 | FRIO | CN605648658 | RN111195467 | Pipe coatings and cathodic protection on the Gray Oak Pipeline LLC Segments in Frio County. | The following property is used 100% for pollution control and is installed to meet or exceed federal or state regulations: Pipe coatings and cathodic protection on the Gray Oak Pipeline LLC Segments in Frio County. | 2024-03-29 | 2580787 | 100
26133 | T1 | GRAY OAK PIPELINE LLC | GRAY OAK PIPELINE | PIPELINE CROSSING EDWARDS COUNTY | Edwards County | TX | 78880 | EDWARDS | CN605648658 | RN111134847 | Pipe coatings and cathodic protection on the Gray Oak Pipeline LLC Segments in Edwards County. | The following property is used 100% for pollution control and is installed to meet or exceed federal or state regulations: Pipe coatings and cathodic protection on the Gray Oak Pipeline LLC Segments in Edwards County. | 2024-03-29 | 3758011 | 100
26134 | T1 | GRAY OAK PIPELINE LLC | GRAY OAK PIPELINE - CROCKETT COUNTY | THIS APPLICATION IS FOR POLLUTION CONTROL EQUIPMENT ON A PIPELINE WHICH CROSSES CROCKETT COUNTY. | Crockett County | TX | 76943 | CROCKETT | CN605648658 | RN111195418 | Pipe coatings and cathodic protection on the Gray Oak Pipeline LLC Segments in Crockett County. | The following property is used 100% for pollution control and is installed to meet or exceed federal or state regulations: Pipe coatings and cathodic protection on the Gray Oak Pipeline LLC Segments in Crockett County. | 2024-03-29 | 2661437 | 100
26135 | T1 | GRAY OAK PIPELINE LLC | GRAY OAK PIPELINE - CRANE COUNTY | THIS APPLICATION IS FOR PIPELINE CROSSING CRANE COUNTY | Crane County | TX | 79731 | CRANE | CN605648658 | RN111195574 | Pipe coatings and cathodic protection on the Gray Oak Pipeline LLC Segments in Crane County. | The following property is used 100% for pollution control and is installed to meet or exceed federal or state regulations: Pipe coatings and cathodic protection on the Gray Oak Pipeline LLC Segments in Crane County. | 2024-03-29 | 2020793 | 100
26136 | T1 | GRAY OAK PIPELINE LLC | GRAY OAK PIPELINE - BRAZORIA COUNTY | CRUDE OIL PIPELINE CROSSING BRAZORIA COUNTY | Brazoria County | TX | 77515 | BRAZORIA | CN605648658 | RN111866547 | Pipe coatings and cathodic protection on the Gray Oak Pipeline LLC Segments in Brazoria County. | The following property is used 100% for pollution control and is installed to meet or exceed federal or state regulations: Pipe coatings and cathodic protection on the Gray Oak Pipeline LLC Segments in Brazoria County. | 2024-03-29 | 643896 | 100
26137 | T1 | GRAY OAK PIPELINE LLC | GRAY OAK PIPELINE - BEE COUNTY | CRUDE OIL PIPELINE CROSSING BEE COUNTY | Bee County | TX | 78102 | BEE | CN605648658 | RN111196036 | Pipe coatings and cathodic protection on the Gray Oak Pipeline LLC Segments in Bee County. | The following property is used 100% for pollution control and is installed to meet or exceed federal or state regulations: Pipe coatings and cathodic protection on the Gray Oak Pipeline LLC Segments in Bee County. | 2024-03-29 | 1302751 | 100
26138 | T1 | GRAY OAK PIPELINE LLC | GRAY OAK PIPELINE - SUTTON COUNTY | THIS APPLICATION IS FOR PIPELINE CROSSING SUTTON COUNTY | Sutton County | TX | 76950 | SUTTON | CN605648658 | RN111195459 | Nondestructive pipeline testing expenditures – Radiography. | The following property is used 100% for pollution control and is installed to meet or exceed federal or state regulations: Nondestructive pipeline testing expenditures – Radiography. | 2024-03-01 | 1686735 | 100
26139 | T1 | GRAY OAK PIPELINE LLC | GRAY OAK PIPELINE - SCHLEICHER COUNTY | CRUDE OIL PIPELINE CROSSING SCHLEICHER COUNTY | Schleicher County | TX | 76936 | SCHLEICHER | CN605648658 | RN111866505 | Nondestructive pipeline testing expenditures – Radiography. | The following property is used 100% for pollution control and is installed to meet or exceed federal or state regulations: Nondestructive pipeline testing expenditures – Radiography. | 2024-03-01 | 23633 | 100
26140 | T1 | GRAY OAK PIPELINE LLC | GRAY OAK PIPELINE - SAN PATRICIO COUNTY | CRUDE OIL PIPELINE LOCATED IN SAN PATRICIO COUNTY | San Patricio County | TX | 78387 | SAN PATRICIO | CN605648658 | RN111195400 | Nondestructive pipeline testing expenditures – Radiography. | The following property is used 100% for pollution control and is installed to meet or exceed federal or state regulations: Nondestructive pipeline testing expenditures – Radiography. | 2024-03-01 | 2571261 | 100
26141 | T1 | GRAY OAK PIPELINE LLC | GRAY OAK PIPELINE - REEVES COUNTY | CRUDE OIL PIPELINE CROSSING REEVES COUNTY | Reeves County | TX | 79772 | REEVES | CN605648658 | RN111866513 | Nondestructive pipeline testing expenditures – Radiography. | The following property is used 100% for pollution control and is installed to meet or exceed federal or state regulations: Nondestructive pipeline testing expenditures – Radiography. | 2024-03-01 | 198512 | 100
26142 | T1 | GRAY OAK PIPELINE LLC | GRAY OAK PIPELINE REAGAN COUNTY | PIPELINE CROSSING REAGAN COUNTY | Reagan County | TX | 76932 | REAGAN | CN605648658 | RN111191011 | Nondestructive pipeline testing expenditures – Radiography. | The following property is used 100% for pollution control and is installed to meet or exceed federal or state regulations: Nondestructive pipeline testing expenditures – Radiography. | 2024-03-01 | 1126035 | 100
26143 | T1 | GRAY OAK PIPELINE LLC | GRAY OAK PIPELINE - NUECES COUNTY | CRUDE OIL PIPELINE CROSSING NUECES COUNTY | Nueces County | TX | 78336 | NUECES | CN605648658 | RN111866521 | Nondestructive pipeline testing expenditures – Radiography. | The following property is used 100% for pollution control and is installed to meet or exceed federal or state regulations: Nondestructive pipeline testing expenditures – Radiography. | 2024-03-01 | 111802 | 100
26144 | T1 | GRAY OAK PIPELINE LLC | GRAY OAK PIPELINE - MCMULLEN COUNTY | CRUDE OIL PIPELINE CROSSING MCMULLEN COUNTY | Mcmullen County | TX | 78072 | MCMULLEN | CN605648658 | RN111195897 | Nondestructive pipeline testing expenditures – Radiography. | The following property is used 100% for pollution control and is installed to meet or exceed federal or state regulations: Nondestructive pipeline testing expenditures – Radiography. | 2024-03-01 | 1226994 | 100
26145 | T1 | GRAY OAK PIPELINE LLC | GRAY OAK PIPELINE - MAVERICK COUNTY | CRUDE OIL PIPELINE CROSSING MAVERICK COUNTY | Maverick County | TX | 78852 | MAVERICK | CN605648658 | RN111866539 | Nondestructive pipeline testing expenditures – Radiography. | The following property is used 100% for pollution control and is installed to meet or exceed federal or state regulations: Nondestructive pipeline testing expenditures – Radiography. | 2024-03-01 | 511330 | 100
26146 | T1 | GRAY OAK PIPELINE LLC | GRAY OAK PIPELINE - MATAGORDA COUNTY | CRUDE OIL PIPELINE CROSSING MATAGORDA COUNTY | Matagorda County | TX | 77414 | MATAGORDA | CN605648658 | RN111195855 | Nondestructive pipeline testing expenditures – Radiography. | The following property is used 100% for pollution control and is installed to meet or exceed federal or state regulations: Nondestructive pipeline testing expenditures – Radiography. | 2024-03-01 | 719941 | 100
26147 | T1 | GRAY OAK PIPELINE LLC | GRAY OAK PIPELINE - LOVING COUNTY | THIS APPLICATION IS FOR PIPELINE CROSSING LOVING COUNTY | Loving County | TX | 79754 | LOVING | CN605648658 | RN111195509 | Nondestructive pipeline testing expenditures – Radiography. | The following property is used 100% for pollution control and is installed to meet or exceed federal or state regulations: Nondestructive pipeline testing expenditures – Radiography. | 2024-03-01 | 1366144 | 100
26148 | T1 | GRAY OAK PIPELINE LLC | GRAY OAK PIPELINE - CROCKETT COUNTY | THIS APPLICATION IS FOR POLLUTION CONTROL EQUIPMENT ON A PIPELINE WHICH CROSSES CROCKETT COUNTY. | Crockett County | TX | 76943 | CROCKETT | CN605648658 | RN111195418 | One automatic shut off valve (block valve equipped with an actuator to close the valve) installed along the pipeline. | The following property is used 100% for pollution control and is installed to meet or exceed federal or state regulations: One automatic shut off valve (block valve equipped with an actuator to close the valve) installed along the pipeline. | 2024-04-01 | 455230 | 100
26149 | T1 | GRAY OAK PIPELINE LLC | GRAY OAK PIPELINE - CRANE COUNTY | THIS APPLICATION IS FOR PIPELINE CROSSING CRANE COUNTY | Crane County | TX | 79731 | CRANE | CN605648658 | RN111195574 | Two automatic shut off valves (block valves equipped with an actuator to close the valves) installed at intervals along the pipeline. | The following property is used 100% for pollution control and is installed to meet or exceed federal or state regulations: Two automatic shut off valves (block valves equipped with an actuator to close the valves) installed at intervals along the pipeline. | 2024-04-01 | 876580 | 100
26150 | T1 | GRAY OAK PIPELINE LLC | GRAY OAK PIPELINE - BRAZORIA COUNTY | CRUDE OIL PIPELINE CROSSING BRAZORIA COUNTY | Brazoria County | TX | 77515 | BRAZORIA | CN605648658 | RN111866547 | Three automatic shut off valves (block valves equipped with an actuator to close the valves) installed at intervals along the pipeline. | The following property is used 100% for pollution control and is installed to meet or exceed federal or state regulations: Three automatic shut off valves (block valves equipped with an actuator to close the valves) installed at intervals along the pipeline. | 2024-04-01 | 956430 | 100
26151 | T1 | GRAY OAK PIPELINE LLC | GRAY OAK PIPELINE - BEE COUNTY | CRUDE OIL PIPELINE CROSSING BEE COUNTY | Bee County | TX | 78102 | BEE | CN605648658 | RN111196036 | Two automatic shut off valves (block valves equipped with an actuator to close the valves) installed at intervals along the pipeline. | The following property is used 100% for pollution control and is installed to meet or exceed federal or state regulations: Two automatic shut off valves (block valves equipped with an actuator to close the valves) installed at intervals along the pipeline. | 2024-04-01 | 751601 | 100
26152 | T1 | GRAY OAK PIPELINE LLC | GRAY OAK PIPELINE - ZAVALA COUNTY | THIS APPLICATION IS FOR PIPELINE CROSSING ZAVALA COUNTY | Zavala County | TX | 78839 | ZAVALA | CN605648658 | RN111195491 | Nondestructive pipeline testing expenditures – Radiography. | The following property is used 100% for pollution control and is installed to meet or exceed federal or state regulations: Nondestructive pipeline testing expenditures – Radiography. | 2024-03-01 | 1883589 | 100
26153 | T1 | GRAY OAK PIPELINE LLC | GRAY OAK PIPELINE - WINKLER COUNTY | CRUDE OIL PIPELINE CROSSING WINKLER COUNTY | Winkler County | TX | 79745 | WINKLER | CN605648658 | RN111196010 | Nondestructive pipeline testing expenditures – Radiography. | The following property is used 100% for pollution control and is installed to meet or exceed federal or state regulations: Nondestructive pipeline testing expenditures – Radiography. | 2024-03-01 | 906926 | 100
26154 | T1 | GRAY OAK PIPELINE LLC | GRAY OAK PIPELINE - WHARTON COUNTY | CRUDE OIL PIPELINE CROSSING WHARTON COUNTY | Wharton County | TX | 77488 | WHARTON | CN605648658 | RN111196085 | Nondestructive pipeline testing expenditures – Radiography. | The following property is used 100% for pollution control and is installed to meet or exceed federal or state regulations: Nondestructive pipeline testing expenditures – Radiography. | 2024-03-01 | 550705 | 100
26155 | T1 | GRAY OAK PIPELINE LLC | GRAY OAK PIPELINE - WARD COUNTY | CRUDE OIL PIPELINE CROSSING WARD COUNTY | Ward County | TX | 79756 | WARD | CN605648658 | RN111866497 | Nondestructive pipeline testing expenditures – Radiography. | The following property is used 100% for pollution control and is installed to meet or exceed federal or state regulations: Nondestructive pipeline testing expenditures – Radiography. | 2024-03-01 | 420006 | 100
26156 | T1 | GRAY OAK PIPELINE LLC | GRAY OAK PIPELINE - VICTORIA COUNTY | CRUDE OIL PIPELINE CROSSING VICTORIA COUNTY | Victoria County | TX | 77901 | VICTORIA | CN605648658 | RN111196002 | Nondestructive pipeline testing expenditures – Radiography. | The following property is used 100% for pollution control and is installed to meet or exceed federal or state regulations: Nondestructive pipeline testing expenditures – Radiography. | 2024-03-01 | 769645 | 100
26157 | T1 | GRAY OAK PIPELINE LLC | GRAY OAK PIPELINE - UPTON COUNTY | THIS APPLICATION IS FOR PIPELINE CROSSING UPTON COUNTY | Upton County | TX | 79752 | UPTON | CN605648658 | RN111195475 | Nondestructive pipeline testing expenditures – Radiography. | The following property is used 100% for pollution control and is installed to meet or exceed federal or state regulations: Nondestructive pipeline testing expenditures – Radiography. | 2024-03-01 | 1572047 | 100
26158 | T1 | GRAY OAK PIPELINE LLC | GRAY OAK PIPELINE - MCMULLEN COUNTY | CRUDE OIL PIPELINE CROSSING MCMULLEN COUNTY | Mcmullen County | TX | 78072 | MCMULLEN | CN605648658 | RN111195897 | Four automatic shut off valves (block valves equipped with an actuator to close the valves) installed at intervals along the pipeline. | The following property is used 100% for pollution control and is installed to meet or exceed federal or state regulations: Four automatic shut off valves (block valves equipped with an actuator to close the valves) installed at intervals along the pipeline. | 2024-04-01 | 1583430 | 100
26159 | T1 | GRAY OAK PIPELINE LLC | GRAY OAK PIPELINE - MAVERICK COUNTY | CRUDE OIL PIPELINE CROSSING MAVERICK COUNTY | Maverick County | TX | 78852 | MAVERICK | CN605648658 | RN111866539 | One automatic shut off valve (block valve equipped with an actuator to close the valve) installed along the pipeline. | The following property is used 100% for pollution control and is installed to meet or exceed federal or state regulations: One automatic shut off valve (block valve equipped with an actuator to close the valve) installed along the pipeline. | 2024-04-01 | 458513 | 100
26160 | T1 | GRAY OAK PIPELINE LLC | GRAY OAK PIPELINE - MATAGORDA COUNTY | CRUDE OIL PIPELINE CROSSING MATAGORDA COUNTY | Matagorda County | TX | 77414 | MATAGORDA | CN605648658 | RN111195855 | One automatic shut off valve (block valve equipped with an actuator to close the valve) installed along the pipeline. | The following property is used 100% for pollution control and is installed to meet or exceed federal or state regulations: One automatic shut off valve (block valve equipped with an actuator to close the valve) installed along the pipeline. | 2024-04-01 | 343050 | 100
26161 | T1 | GRAY OAK PIPELINE LLC | GRAY OAK PIPELINE - LOVING COUNTY | THIS APPLICATION IS FOR PIPELINE CROSSING LOVING COUNTY | Loving County | TX | 79754 | LOVING | CN605648658 | RN111195509 | Three automatic shut off valves (block valves equipped with an actuator to close the valves) installed at intervals along the pipeline. | The following property is used 100% for pollution control and is installed to meet or exceed federal or state regulations: Three automatic shut off valves (block valves equipped with an actuator to close the valves) installed at intervals along the pipeline. | 2024-04-01 | 1054609 | 100
26162 | T1 | GRAY OAK PIPELINE LLC | GRAY OAK PIPELINE - LIVE OAK COUNTY | PIPELINE CROSSING LIVE OAK COUNTY | Live Oak County | TX | 78022 | LIVE OAK | CN605648658 | RN111195392 | Fifteen automatic shut off valves (block valves equipped with an actuator to close the valves) installed at intervals along the pipeline. | The following property is used 100% for pollution control and is installed to meet or exceed federal or state regulations: Fifteen automatic shut off valves (block valves equipped with an actuator to close the valves) installed at intervals along the pipeline. | 2024-04-01 | 5919786 | 100
26163 | T1 | GRAY OAK PIPELINE LLC | GRAY OAK PIPELINE | THIS IS A CRUDE OIL PIPELINE CROSSING KINNEY COUNTY FROM THE NORTHWEST TO THE SOUTHEAST. | Kinney County | TX | 78832 | KINNEY | CN605648658 | RN111190302 | One automatic shut off valve (block valve equipped with an actuator to close the valve) installed along the pipeline. | The following property is used 100% for pollution control and is installed to meet or exceed federal or state regulations: One automatic shut off valve (block valve equipped with an actuator to close the valve) installed along the pipeline. | 2024-04-01 | 458513 | 100
26164 | T1 | GRAY OAK PIPELINE LLC | GRAY OAK PIPELINE - KARNES COUNTY | CRUDE OIL PIPELINE CROSSING KARNES COUNTY | Karnes County | TX | 78118 | KARNES | CN605648658 | RN111196028 | Two automatic shut off valves (block valves equipped with an actuator to close the valves) installed at intervals along the pipeline. | The following property is used 100% for pollution control and is installed to meet or exceed federal or state regulations: Two automatic shut off valves (block valves equipped with an actuator to close the valves) installed at intervals along the pipeline. | 2024-04-01 | 598880 | 100
26165 | T1 | GRAY OAK PIPELINE LLC | GRAY OAK PIPELINE - JACKSON COUNTY | CRUDE OIL PIPELINE CROSSING JACKSON COUNTY | Jackson County | TX | 77957 | JACKSON | CN605648658 | RN111195871 | Two automatic shut off valves (block valves equipped with an actuator to close the valves) installed at intervals along the pipeline. | The following property is used 100% for pollution control and is installed to meet or exceed federal or state regulations: Two automatic shut off valves (block valves equipped with an actuator to close the valves) installed at intervals along the pipeline. | 2024-04-01 | 686100 | 100
26166 | T1 | GRAY OAK PIPELINE LLC | GRAY OAK PIPELINE - FRIO COUNTY | THIS APPLICATION IS FOR PIPELINE CROSSING FRIO COUNTY | Frio County | TX | 78061 | FRIO | CN605648658 | RN111195467 | One automatic shut off valve (block valve equipped with an actuator to close the valve) installed along the pipeline. | The following property is used 100% for pollution control and is installed to meet or exceed federal or state regulations: One automatic shut off valve (block valve equipped with an actuator to close the valve) installed along the pipeline. | 2024-04-01 | 458513 | 100
26167 | T1 | GRAY OAK PIPELINE LLC | GRAY OAK PIPELINE - GOLIAD COUNTY | CRUDE OIL PIPELINE CROSSING GOLIAD COUNTY | Goliad County | TX | 77963 | GOLIAD | CN605648658 | RN111195863 | Two automatic shut off valves (block valves equipped with an actuator to close the valves) installed at intervals along the pipeline. | The following property is used 100% for pollution control and is installed to meet or exceed federal or state regulations: Two automatic shut off valves (block valves equipped with an actuator to close the valves) installed at intervals along the pipeline. | 2024-04-01 | 753163 | 100
26168 | T1 | GRAY OAK PIPELINE LLC | GRAY OAK PIPELINE - ZAVALA COUNTY | THIS APPLICATION IS FOR PIPELINE CROSSING ZAVALA COUNTY | Zavala County | TX | 78839 | ZAVALA | CN605648658 | RN111195491 | Two automatic shut off valves (block valves equipped with an actuator to close the valves) installed at intervals along the pipeline. | The following property is used 100% for pollution control and is installed to meet or exceed federal or state regulations: Two automatic shut off valves (block valves equipped with an actuator to close the valves) installed at intervals along the pipeline. | 2024-04-01 | 917026 | 100
26169 | T1 | GRAY OAK PIPELINE LLC | GRAY OAK PIPELINE - WINKLER COUNTY | CRUDE OIL PIPELINE CROSSING WINKLER COUNTY | Winkler County | TX | 79745 | WINKLER | CN605648658 | RN111196010 | Four automatic shut off valves (block valves equipped with an actuator to close the valves) installed at intervals along the pipeline. | The following property is used 100% for pollution control and is installed to meet or exceed federal or state regulations: Four automatic shut off valves (block valves equipped with an actuator to close the valves) installed at intervals along the pipeline. | 2024-04-01 | 1338742 | 100
26170 | T1 | GRAY OAK PIPELINE LLC | GRAY OAK PIPELINE - WHARTON COUNTY | CRUDE OIL PIPELINE CROSSING WHARTON COUNTY | Wharton County | TX | 77488 | WHARTON | CN605648658 | RN111196085 | Three automatic shut off valves (block valves equipped with an actuator to close the valves) installed at intervals along the pipeline. | The following property is used 100% for pollution control and is installed to meet or exceed federal or state regulations: Three automatic shut off valves (block valves equipped with an actuator to close the valves) installed at intervals along the pipeline. | 2024-04-01 | 1029150 | 100
26171 | T1 | GRAY OAK PIPELINE LLC | GRAY OAK PIPELINE - WARD COUNTY | CRUDE OIL PIPELINE CROSSING WARD COUNTY | Ward County | TX | 79756 | WARD | CN605648658 | RN111866497 | One automatic shut off valve (block valve equipped with an actuator to close the valve) installed along the pipeline. | The following property is used 100% for pollution control and is installed to meet or exceed federal or state regulations: One automatic shut off valve (block valve equipped with an actuator to close the valve) installed along the pipeline. | 2024-04-02 | 385238 | 100
26172 | T1 | GRAY OAK PIPELINE LLC | GRAY OAK PIPELINE - VICTORIA COUNTY | CRUDE OIL PIPELINE CROSSING VICTORIA COUNTY | Victoria County | TX | 77901 | VICTORIA | CN605648658 | RN111196002 | Two automatic shut off valves (block valves equipped with an actuator to close the valves) installed at intervals along the pipeline. | The following property is used 100% for pollution control and is installed to meet or exceed federal or state regulations: Two automatic shut off valves (block valves equipped with an actuator to close the valves) installed at intervals along the pipeline. | 2024-04-02 | 686100 | 100
26173 | T1 | GRAY OAK PIPELINE LLC | GRAY OAK PIPELINE - UPTON COUNTY | THIS APPLICATION IS FOR PIPELINE CROSSING UPTON COUNTY | Upton County | TX | 79752 | UPTON | CN605648658 | RN111195475 | Two automatic shut off valves (block valves equipped with an actuator to close the valves) installed at intervals along the pipeline. | The following property is used 100% for pollution control and is installed to meet or exceed federal or state regulations: Two automatic shut off valves (block valves equipped with an actuator to close the valves) installed at intervals along the pipeline. | 2024-04-02 | 774886 | 100
26174 | T1 | GRAY OAK PIPELINE LLC | GRAY OAK PIPELINE - SUTTON COUNTY | THIS APPLICATION IS FOR PIPELINE CROSSING SUTTON COUNTY | Sutton County | TX | 76950 | SUTTON | CN605648658 | RN111195459 | Two automatic shut off valves (block valves equipped with an actuator to close the valves) installed at intervals along the pipeline. | The following property is used 100% for pollution control and is installed to meet or exceed federal or state regulations: Two automatic shut off valves (block valves equipped with an actuator to close the valves) installed at intervals along the pipeline. | 2024-04-02 | 917026 | 100
26175 | T1 | GRAY OAK PIPELINE LLC | GRAY OAK PIPELINE - SAN PATRICIO COUNTY | CRUDE OIL PIPELINE LOCATED IN SAN PATRICIO COUNTY | San Patricio County | TX | 78387 | SAN PATRICIO | CN605648658 | RN111195400 | Five automatic shut off valves (block valves equipped with an actuator to close the valves) installed at intervals along the pipeline. | The following property is used 100% for pollution control and is installed to meet or exceed federal or state regulations: Five automatic shut off valves (block valves equipped with an actuator to close the valves) installed at intervals along the pipeline. | 2024-04-02 | 2193070 | 100
26176 | T1 | GRAY OAK PIPELINE LLC | GRAY OAK PIPELINE - REEVES COUNTY | CRUDE OIL PIPELINE CROSSING REEVES COUNTY | Reeves County | TX | 79772 | REEVES | CN605648658 | RN111866513 | One automatic shut off valve (block valve equipped with an actuator to close the valve) installed along the pipeline. | The following property is used 100% for pollution control and is installed to meet or exceed federal or state regulations: One automatic shut off valve (block valve equipped with an actuator to close the valve) installed along the pipeline. | 2024-04-02 | 284133 | 100
26177 | T1 | GRAY OAK PIPELINE LLC | GRAY OAK PIPELINE - NUECES COUNTY | CRUDE OIL PIPELINE CROSSING NUECES COUNTY | Nueces County | TX | 78336 | NUECES | CN605648658 | RN111866521 | Three automatic shut off valves (block valves equipped with an actuator to close the valves) installed at intervals along the pipeline. | The following property is used 100% for pollution control and is installed to meet or exceed federal or state regulations: Three automatic shut off valves (block valves equipped with an actuator to close the valves) installed at intervals along the pipeline. | 2024-04-02 | 1127401 | 100
26178 | T1 | GRAY OAK PIPELINE LLC | GRAY OAK PIPELINE - SUTTON COUNTY | THIS APPLICATION IS FOR PIPELINE CROSSING SUTTON COUNTY | Sutton County | TX | 76950 | SUTTON | CN605648658 | RN111195459 | One intelligent pipeline inspection gauge (PIG) launcher/receiver. | The following property is used 100% for pollution control and is installed to meet or exceed federal or state regulations: One intelligent pipeline inspection gauge (PIG) launcher/receiver. | 2024-04-02 | 217186 | 100
26179 | T1 | GRAY OAK PIPELINE LLC | GRAY OAK PIPELINE - SAN PATRICIO COUNTY | CRUDE OIL PIPELINE LOCATED IN SAN PATRICIO COUNTY | San Patricio County | TX | 78387 | SAN PATRICIO | CN605648658 | RN111195400 | Four intelligent pipeline inspection gauge (PIG) launchers/receivers. | The following property is used 100% for pollution control and is installed to meet or exceed federal or state regulations: Four intelligent pipeline inspection gauge (PIG) launchers/receivers. | 2024-04-02 | 860429 | 100
26180 | T1 | GRAY OAK PIPELINE LLC | GRAY OAK PIPELINE - REEVES COUNTY | CRUDE OIL PIPELINE CROSSING REEVES COUNTY | Reeves County | TX | 79772 | REEVES | CN605648658 | RN111866513 | One intelligent pipeline inspection gauge (PIG) launcher/receiver. | The following property is used 100% for pollution control and is installed to meet or exceed federal or state regulations: One intelligent pipeline inspection gauge (PIG) launcher/receiver. | 2024-04-02 | 134587 | 100
26181 | T1 | GRAY OAK PIPELINE LLC | GRAY OAK PIPELINE - NUECES COUNTY | CRUDE OIL PIPELINE CROSSING NUECES COUNTY | Nueces County | TX | 78336 | NUECES | CN605648658 | RN111866521 | One intelligent pipeline inspection gauge (PIG) launcher/receiver. | The following property is used 100% for pollution control and is installed to meet or exceed federal or state regulations: One intelligent pipeline inspection gauge (PIG) launcher/receiver. | 2024-04-02 | 178007 | 100
26182 | T1 | GRAY OAK PIPELINE LLC | GRAY OAK PIPELINE - MCMULLEN COUNTY | CRUDE OIL PIPELINE CROSSING MCMULLEN COUNTY | Mcmullen County | TX | 78072 | MCMULLEN | CN605648658 | RN111195897 | One intelligent pipeline inspection gauge (PIG) launcher/receiver. | The following property is used 100% for pollution control and is installed to meet or exceed federal or state regulations: One intelligent pipeline inspection gauge (PIG) launcher/receiver. | 2024-04-02 | 98473 | 100
26183 | T1 | GRAY OAK PIPELINE LLC | GRAY OAK PIPELINE - LOVING COUNTY | THIS APPLICATION IS FOR PIPELINE CROSSING LOVING COUNTY | Loving County | TX | 79754 | LOVING | CN605648658 | RN111195509 | Two intelligent pipeline inspection gauge (PIG) launchers/receivers. | The following property is used 100% for pollution control and is installed to meet or exceed federal or state regulations: Two intelligent pipeline inspection gauge (PIG) launchers/receivers. | 2024-04-02 | 317065 | 100
26184 | T1 | GRAY OAK PIPELINE LLC | GRAY OAK PIPELINE - LIVE OAK COUNTY | PIPELINE CROSSING LIVE OAK COUNTY | Live Oak County | TX | 78022 | LIVE OAK | CN605648658 | RN111195392 | Seven intelligent pipeline inspection gauge (PIG) launchers/receivers. | The following property is used 100% for pollution control and is installed to meet or exceed federal or state regulations: Seven intelligent pipeline inspection gauge (PIG) launchers/receivers. | 2024-04-02 | 1202119 | 100
26185 | T1 | GRAY OAK PIPELINE LLC | GRAY OAK PIPELINE - KARNES COUNTY | CRUDE OIL PIPELINE CROSSING KARNES COUNTY | Karnes County | TX | 78118 | KARNES | CN605648658 | RN111196028 | One intelligent pipeline inspection gauge (PIG) launcher/receiver. | The following property is used 100% for pollution control and is installed to meet or exceed federal or state regulations: One intelligent pipeline inspection gauge (PIG) launcher/receiver. | 2024-04-02 | 141837 | 100
26186 | T1 | GRAY OAK PIPELINE LLC | GRAY OAK PIPELINE - BRAZORIA COUNTY | CRUDE OIL PIPELINE CROSSING BRAZORIA COUNTY | Brazoria County | TX | 77515 | BRAZORIA | CN605648658 | RN111866547 | Three intelligent pipeline inspection gauge (PIG) launchers/receivers. | The following property is used 100% for pollution control and is installed to meet or exceed federal or state regulations: Three intelligent pipeline inspection gauge (PIG) launchers/receivers. | 2024-04-02 | 453037 | 100
26187 | T1 | GRAY OAK PIPELINE LLC | GRAY OAK PIPELINE - CRANE COUNTY | THIS APPLICATION IS FOR PIPELINE CROSSING CRANE COUNTY | Crane County | TX | 79731 | CRANE | CN605648658 | RN111195574 | Two intelligent pipeline inspection gauge (PIG) launchers/receivers. | The following property is used 100% for pollution control and is installed to meet or exceed federal or state regulations: Two intelligent pipeline inspection gauge (PIG) launchers/receivers. | 2024-04-02 | 415214 | 100
26188 | T1 | GRAY OAK PIPELINE LLC | GRAY OAK PIPELINE - ZAVALA COUNTY | THIS APPLICATION IS FOR PIPELINE CROSSING ZAVALA COUNTY | Zavala County | TX | 78839 | ZAVALA | CN605648658 | RN111195491 | Two intelligent pipeline inspection gauge (PIG) launchers/receivers. | The following property is used 100% for pollution control and is installed to meet or exceed federal or state regulations: Two intelligent pipeline inspection gauge (PIG) launchers/receivers. | 2024-04-02 | 434373 | 100
26189 | T1 | GRAY OAK PIPELINE LLC | GRAY OAK PIPELINE - WINKLER COUNTY | CRUDE OIL PIPELINE CROSSING WINKLER COUNTY | Winkler County | TX | 79745 | WINKLER | CN605648658 | RN111196010 | Four intelligent pipeline inspection gauge (PIG) launchers/receivers. | The following property is used 100% for pollution control and is installed to meet or exceed federal or state regulations: Four intelligent pipeline inspection gauge (PIG) launchers/receivers. | 2024-04-02 | 634129 | 100
26190 | T1 | GRAY OAK PIPELINE LLC | GRAY OAK PIPELINE - WHARTON COUNTY | CRUDE OIL PIPELINE CROSSING WHARTON COUNTY | Wharton County | TX | 77488 | WHARTON | CN605648658 | RN111196085 | Two intelligent pipeline inspection gauge (PIG) launchers/receivers. | The following property is used 100% for pollution control and is installed to meet or exceed federal or state regulations: Two intelligent pipeline inspection gauge (PIG) launchers/receivers. | 2024-04-02 | 324989 | 100
26191 | T1 | PATTERSON-UTI DRILLING COMPANY LLC | PATTERSON DRILLING | 9915 W INDUSTRIAL AVE | MIDLAND | TX | 79706 | MIDLAND | CN603425174 | RN102277621 | Drilling mud recycling system consisting of a shaker tank, shale shakers, desilter, desander, and degassers on Rig 802. | The following property is used 100% for pollution control to meet or exceed federal or state regulations: Drilling mud recycling system consisting of a shaker tank, shale shakers, desilter, desander, and degassers on Rig 802. | 2024-02-16 | 3590000 | 100
26192 | T1 | PATTERSON-UTI DRILLING COMPANY LLC | PATTERSON DRILLING | 9915 W INDUSTRIAL AVE | MIDLAND | TX | 79706 | MIDLAND | CN603425174 | RN102277621 | Spill response equipment consisting of ram type blowout preventers, a closing unit, and a choke manifold system on Rig 802. | The following property is used 100% for pollution control to meet or exceed federal or state regulations: Spill response equipment consisting of ram type blowout preventers, a closing unit, and a choke manifold system on Rig 812. | 2024-02-27 | 2640000 | 100
26193 | T1 | PATTERSON-UTI DRILLING COMPANY LLC | PATTERSON DRILLING | 9915 W INDUSTRIAL AVE | MIDLAND | TX | 79706 | MIDLAND | CN603425174 | RN102277621 | Drilling mud recycling system consisting of a shaker tank, shale shakers, desilter, desander, and degassers on Rig 812. | The following property is used 100% for pollution control to meet or exceed federal or state regulations: Drilling mud recycling system consisting of a shaker tank, shale shakers, desilter, desander, and degassers on Rig 812. | 2024-02-26 | 3590000 | 100
26194 | T1 | PATTERSON-UTI DRILLING COMPANY LLC | PATTERSON DRILLING | 9915 W INDUSTRIAL AVE | MIDLAND | TX | 79706 | MIDLAND | CN603425174 | RN102277621 | Spill response equipment consisting of ram type blowout preventers, a closing unit, and a choke manifold system on Rig 812. | The following property is used 100% for pollution control to meet or exceed federal or state regulations: Spill response equipment consisting of ram type blowout preventers, a closing unit, and a choke manifold system on Rig 812. | 2024-02-27 | 2260000 | 100
26195 | T1 | PATTERSON-UTI DRILLING COMPANY LLC | PATTERSON DRILLING | 9915 W INDUSTRIAL AVE | MIDLAND | TX | 79706 | MIDLAND | CN603425174 | RN102277621 | Drilling mud recycling system consisting of a shaker tank, shale shakers, desilter, desander, and degassers on Rig 814. | The following property is used 100% for pollution control to meet or exceed federal or state regulations: Drilling mud recycling system consisting of a shaker tank, shale shakers, desilter, desander, and degassers on Rig 814. | 2024-02-26 | 3590000 | 100
26196 | T1 | PATTERSON-UTI DRILLING COMPANY LLC | PATTERSON DRILLING | 9915 W INDUSTRIAL AVE | MIDLAND | TX | 79706 | MIDLAND | CN603425174 | RN102277621 | Spill response equipment consisting of ram type blowout preventers, a closing unit, and a choke manifold system on Rig 814. | The following property is used 100% for pollution control to meet or exceed federal or state regulations: Spill response equipment consisting of ram type blowout preventers, a closing unit, and a choke manifold system on Rig 814. | 2024-02-27 | 2640000 | 100
26197 | T1 | PATTERSON-UTI DRILLING COMPANY LLC | PATTERSON DRILLING | 9915 W INDUSTRIAL AVE | MIDLAND | TX | 79706 | MIDLAND | CN603425174 | RN102277621 | Drilling mud recycling system consisting of a shaker tank, shale shakers, desilter, desander, and degassers on Rig 817. | The following property is used 100% for pollution control to meet or exceed federal or state regulations: Drilling mud recycling system consisting of a shaker tank, shale shakers, desilter, desander, and degassers on Rig 817. | 2024-02-26 | 3590000 | 100
26198 | T1 | PATTERSON-UTI DRILLING COMPANY LLC | PATTERSON DRILLING | 9915 W INDUSTRIAL AVE | MIDLAND | TX | 79706 | MIDLAND | CN603425174 | RN102277621 | Spill response equipment consisting of ram type blowout preventers, a closing unit, and a choke manifold system on Rig 817. | The following property is used 100% for pollution control to meet or exceed federal or state regulations: Spill response equipment consisting of ram type blowout preventers, a closing unit, and a choke manifold system on Rig 817. | 2024-02-27 | 2260000 | 100
26199 | T1 | ENBRIDGE INGLESIDE OIL TERMINAL LLC | ENBRIDGE INGLESIDE OIL TERMINAL | 1450 LEXINGTON BLVD | INGLESIDE | TX | 78362 | SAN PATRICIO | CN605636521 | RN101225746 | Secondary containment consisting of berms, diking, drip pans, and concrete slabs for tanks T-136, T-137, T-138, and T-139. | The following property is used 100% for pollution control to meet or exceed federal or state regulations: Secondary containment consisting of berms, diking, drip pans, and concrete slabs for tanks T-136, T-137, T-138, and T-139. | 2024-03-27 | 1533182 | 100
26200 | T1 | ENBRIDGE INGLESIDE OIL TERMINAL LLC | ENBRIDGE INGLESIDE OIL TERMINAL | 1450 LEXINGTON BLVD | INGLESIDE | TX | 78362 | SAN PATRICIO | CN605636521 | RN101225746 | Coatings and cathodic protection on Tanks 136, 137, 138, and 139. | The following property is used 100% for pollution control to meet or exceed federal or state regulations: Coatings and cathodic protection on Tanks 136, 137, 138, and 139. | 2024-03-27 | 2253921 | 100
26201 | T1 | ENBRIDGE INGLESIDE OIL TERMINAL LLC | ENBRIDGE INGLESIDE OIL TERMINAL | 1450 LEXINGTON BLVD | INGLESIDE | TX | 78362 | SAN PATRICIO | CN605636521 | RN101225746 | Internal floating roofs and seals on Tanks 136, 137, 138, and 139. | The following property is used 100% for pollution control to meet or exceed federal or state regulations: Internal floating roofs and seals on Tanks 136, 137, 138, and 139. | 2024-03-11 | 3574108 | 100
26202 | T1 | PATTERSON-UTI DRILLING COMPANY LLC | PATTERSON DRILLING | 9915 W INDUSTRIAL AVE | MIDLAND | TX | 79706 | MIDLAND | CN603425174 | RN102277621 | Drilling mud recycling system consisting of a shaker tank, shale shakers, and degassers on Rig 874. | The following property is used 100% for pollution control to meet or exceed federal or state regulations: Drilling mud recycling system consisting of a shaker tank, shale shakers, and degassers on Rig 874. | 2024-02-26 | 3420000 | 100
26203 | T1 | DOS CAMINOS LLC | KUDU STATION | Latitude = 28.027537, Longitude = -99.348296 | Webb County | TX | 78019 | WEBB | CN606149011 | RN107962409 | One catalytic oxidizer and one air/fuel ratio controller to one CAT 3608 compressor engine. | The following property is used 100% for pollution control and is installed to meet or exceed federal or state regulations: One catalytic oxidizer and one air/fuel ratio controller to one CAT 3608 compressor engine. | 2024-04-15 | 317000 | 100
26204 | T1 | DOS CAMINOS LLC | NEEDMORE STATION- DOS CAMINOS | Latitude = 27.725808, Longitude = -99.67115 | Webb County | TX | 78045 | WEBB | CN606149011 | RN110748506 | Two catalytic oxidizers and two air/fuel ratio controllers to one CAT 3608 and one CAT 3612 compressor engine. | The following property is used 100% for pollution control and is installed to meet or exceed federal or state regulations: Two catalytic oxidizers and two air/fuel ratio controllers to one CAT 3608 and one CAT 3612 compressor engine. | 2024-04-15 | 744000 | 100
26205 | T1 | DOS CAMINOS LLC | SPEARS PLANT | COMING IN FROM I-35 SOUTHBOUND FROM ENCINAL, NORTHBOUND FROM LAREDO. EXIT 27 TURN EAST ONTO CALLAGHAN RD BECERRAS RD, DRIVE 8 MILES. SITE IS ON EAST SIDE OF ROAD. | Webb County | TX | 78019 | WEBB | CN606149011 | RN111753646 | Five catalytic oxidizers and five air/fuel ratio controllers to five CAT 3606 compressor engines. | The following property is used 100% for pollution control and is installed to meet or exceed federal or state regulations: Five catalytic oxidizers and five air/fuel ratio controllers to five CAT 3606 compressor engines. | 2024-04-15 | 1255000 | 100
26206 | T1 | STATELINE PROCESSING LLC | COUNTY LINE PROCESSING PLANT | Latitude = 31.870244, Longitude = -103.868664 | Reeves County | TX | 79772 | REEVES | CN605416460 | RN109946202 | Thermal oxidizer. | The following property is used 100% for pollution control and is installed to meet or exceed federal or state regulations: Thermal oxidizer. | 2024-04-02 | 600000 | 100
26207 | T1 | STATELINE PROCESSING LLC | COUNTY LINE PROCESSING PLANT | Latitude = 31.870244, Longitude = -103.868664 | Reeves County | TX | 79772 | REEVES | CN605416460 | RN109946202 | Four catalytic oxidizers and four air/fuel ratio controllers to four CAT 3616 compressor engines. | The following property is used 100% for pollution control and is installed to meet or exceed federal or state regulations: Four catalytic oxidizers and four air/fuel ratio controllers to four CAT 3616 compressor engines. | 2024-04-15 | 2408000 | 100
26208 | T1 | PATTERSON-UTI DRILLING COMPANY LLC | PATTERSON DRILLING | 9915 W INDUSTRIAL AVE | MIDLAND | TX | 79706 | MIDLAND | CN603425174 | RN102277621 | Spill response equipment consisting of ram type blowout preventers, a closing unit, and a choke manifold system on Rig 874. | The following property is used 100% for pollution control to meet or exceed federal or state regulations: Spill response equipment consisting of ram type blowout preventers, a closing unit, and a choke manifold system on Rig 874. | 2024-02-27 | 2260000 | 100
26209 | T1 | PATTERSON-UTI DRILLING COMPANY LLC | PATTERSON DRILLING | 9915 W INDUSTRIAL AVE | MIDLAND | TX | 79706 | MIDLAND | CN603425174 | RN102277621 | Drilling mud recycling system consisting of a shaker tank, shale shakers, desilter, desander, and degassers on Rig 879. | The following property is used 100% for pollution control to meet or exceed federal or state regulations: Drilling mud recycling system consisting of a shaker tank, shale shakers, desilter, desander, and degassers on Rig 879. | 2024-02-26 | 3590000 | 100
26210 | T1 | PATTERSON-UTI DRILLING COMPANY LLC | PATTERSON DRILLING | 9915 W INDUSTRIAL AVE | MIDLAND | TX | 79706 | MIDLAND | CN603425174 | RN102277621 | Spill response equipment consisting of ram type blowout preventers, a closing unit, and a choke manifold system on Rig 879. | The following property is used 100% for pollution control to meet or exceed federal or state regulations: Spill response equipment consisting of ram type blowout preventers, a closing unit, and a choke manifold system on Rig 879. | 2024-02-27 | 2260000 | 100
26211 | T1 | STOLTHAVEN HOUSTON INC | STOLTHAVEN HOUSTON TERMINAL | 15602 JACINTOPORT BLVD | HOUSTON | TX | 77015 | HARRIS | CN600124820 | RN100210475 | Tank overfill protection devices consisting of radar indicator alarms in the A, B, P, and V tank farms, rail 3, and truck rack 5. | The following property is used 100% for pollution control and is installed to meet or exceed federal or state regulations: Tank overfill protection devices consisting of radar indicator alarms in the A, B, P, and V tank farms, rail 3, and truck rack 5. | 2024-04-10 | 58213 | 100
26212 | T1 | STOLTHAVEN HOUSTON INC | STOLTHAVEN HOUSTON TERMINAL | 15602 JACINTOPORT BLVD | HOUSTON | TX | 77015 | HARRIS | CN600124820 | RN100210475 | Storm water conveyance system improvements consisting of electrical and instrumentation equipment to sewer lift station 17 and a 16-inch line (pipeline) added to the wastewater treatment system from lift station 04 to tank EQ-1. | The following property is used 100% for pollution control and is installed to meet or exceed federal or state regulations: Storm water conveyance system improvements consisting of electrical and instrumentation equipment to sewer lift station 17 and a 16-inch line (pipeline) added to the wastewater treatment system from lift station 04 to tank EQ-1. | 2024-04-10 | 231530 | 100
26213 | T1 | PATTERSON-UTI DRILLING COMPANY LLC | PATTERSON DRILLING | 9915 W INDUSTRIAL AVE | MIDLAND | TX | 79706 | MIDLAND | CN603425174 | RN102277621 | Drilling mud recycling system consisting of a shaker tank, shale shakers, desilter, desander, and degassers on Rig 261. | The following property is used 100% for pollution control to meet or exceed federal or state regulations: Drilling mud recycling system consisting of a shaker tank, shale shakers, desilter, desander, and degassers on Rig 261. | 2024-02-26 | 2370000 | 100
26214 | T1 | PATTERSON-UTI DRILLING COMPANY LLC | PATTERSON DRILLING | 9915 W INDUSTRIAL AVE | MIDLAND | TX | 79706 | MIDLAND | CN603425174 | RN102277621 | Spill response equipment consisting of ram type blowout preventers, a closing unit, and a choke manifold system on Rig 261. | The following property is used 100% for pollution control to meet or exceed federal or state regulations: Spill response equipment consisting of ram type blowout preventers, a closing unit, and a choke manifold system on Rig 261. | 2024-02-27 | 1570000 | 100
26215 | T1 | PATTERSON-UTI DRILLING COMPANY LLC | PATTERSON DRILLING | 9915 W INDUSTRIAL AVE | MIDLAND | TX | 79706 | MIDLAND | CN603425174 | RN102277621 | Drilling mud recycling system consisting of a shaker tank, shale shakers, desilters, desanders, and degassers on Rig 880. | The following property is used 100% for pollution control to meet or exceed federal or state regulations: Drilling mud recycling system consisting of a shaker tank, shale shakers, desilters, desanders, and degassers on Rig 880. | 2024-02-26 | 3760000 | 100
26216 | T1 | PATTERSON-UTI DRILLING COMPANY LLC | PATTERSON DRILLING | 9915 W INDUSTRIAL AVE | MIDLAND | TX | 79706 | MIDLAND | CN603425174 | RN102277621 | Spill response equipment consisting of ram type blowout preventers, a closing unit, and a choke manifold system on Rig 880. | The following property is used 100% for pollution control to meet or exceed federal or state regulations: Spill response equipment consisting of ram type blowout preventers, a closing unit, and a choke manifold system on Rig 880. | 2024-02-27 | 2260000 | 100
26217 | T1 | PATTERSON-UTI DRILLING COMPANY LLC | PATTERSON DRILLING | 9915 W INDUSTRIAL AVE | MIDLAND | TX | 79706 | MIDLAND | CN603425174 | RN102277621 | Drilling mud recycling system consisting of a shaker tank, shale shakers, desilter, desander, and degassers on Rig 881. | The following property is used 100% for pollution control to meet or exceed federal or state regulations: Drilling mud recycling system consisting of a shaker tank, shale shakers, desilter, desander, and degassers on Rig 881. | 2024-02-26 | 3590000 | 100
26218 | T1 | PATTERSON-UTI DRILLING COMPANY LLC | PATTERSON DRILLING | 9915 W INDUSTRIAL AVE | MIDLAND | TX | 79706 | MIDLAND | CN603425174 | RN102277621 | Spill response equipment consisting of ram type blowout preventers, a closing unit, and a choke manifold system on Rig 881. | The following property is used 100% for pollution control to meet or exceed federal or state regulations: Spill response equipment consisting of ram type blowout preventers, a closing unit, and a choke manifold system on Rig 881. | 2024-02-27 | 2260000 | 100
26219 | T1 | PATTERSON-UTI DRILLING COMPANY LLC | PATTERSON DRILLING | 9915 W INDUSTRIAL AVE | MIDLAND | TX | 79706 | MIDLAND | CN603425174 | RN102277621 | Drilling mud recycling system consisting of a shaker tank, shale shakers, desilter, desander, and degassers on Rig 884. | The following property is used 100% for pollution control to meet or exceed federal or state regulations: Drilling mud recycling system consisting of a shaker tank, shale shakers, desilter, desander, and degassers on Rig 884. | 2024-02-26 | 3590000 | 100
26220 | T1 | PATTERSON-UTI DRILLING COMPANY LLC | PATTERSON DRILLING | 9915 W INDUSTRIAL AVE | MIDLAND | TX | 79706 | MIDLAND | CN603425174 | RN102277621 | Spill response equipment consisting of ram type blowout preventers, a closing unit, and a choke manifold system on Rig 884. | The following property is used 100% for pollution control to meet or exceed federal or state regulations: Spill response equipment consisting of ram type blowout preventers, a closing unit, and a choke manifold system on Rig 884. | 2024-02-27 | 2260000 | 100
26221 | T1 | PATTERSON-UTI DRILLING COMPANY LLC | PATTERSON DRILLING | 9915 W INDUSTRIAL AVE | MIDLAND | TX | 79706 | MIDLAND | CN603425174 | RN102277621 | Drilling mud recycling system consisting of a shaker tank, shale shakers, desilter, desander, and degassers on Rig 233. | The following property is used 100% for pollution control to meet or exceed federal or state regulations: Drilling mud recycling system consisting of a shaker tank, shale shakers, desilter, desander, and degassers on Rig 233. | 2024-02-26 | 3300000 | 100
26222 | T1 | PATTERSON-UTI DRILLING COMPANY LLC | PATTERSON DRILLING | 9915 W INDUSTRIAL AVE | MIDLAND | TX | 79706 | MIDLAND | CN603425174 | RN102277621 | Spill response equipment consisting of ram type blowout preventers, a closing unit, and a choke manifold system on Rig 233. | The following property is used 100% for pollution control to meet or exceed federal or state regulations: Spill response equipment consisting of ram type blowout preventers, a closing unit, and a choke manifold system on Rig 233. | 2024-02-27 | 2260000 | 100
26223 | T1 | PATTERSON-UTI DRILLING COMPANY LLC | PATTERSON DRILLING | 9915 W INDUSTRIAL AVE | MIDLAND | TX | 79706 | MIDLAND | CN603425174 | RN102277621 | Drilling mud recycling system consisting of a shaker tank, shale shakers, desilter, desander, and degassers on Rig 247. | The following property is used 100% for pollution control to meet or exceed federal or state regulations: Drilling mud recycling system consisting of a shaker tank, shale shakers, desilter, desander, and degassers on Rig 247. | 2024-02-26 | 3590000 | 100
26224 | T1 | PATTERSON-UTI DRILLING COMPANY LLC | PATTERSON DRILLING | 9915 W INDUSTRIAL AVE | MIDLAND | TX | 79706 | MIDLAND | CN603425174 | RN102277621 | Spill response equipment consisting of ram type blowout preventers, a closing unit, and a choke manifold system on Rig 247. | The following property is used 100% for pollution control to meet or exceed federal or state regulations: Spill response equipment consisting of ram type blowout preventers, a closing unit, and a choke manifold system on Rig 247. | 2024-02-27 | 2260000 | 100
26225 | T1 | PATTERSON-UTI DRILLING COMPANY LLC | PATTERSON DRILLING | 9915 W INDUSTRIAL AVE | MIDLAND | TX | 79706 | MIDLAND | CN603425174 | RN102277621 | Drilling mud recycling system consisting of a shaker tank, shale shakers, desilter, desander, and degassers on Rig 804. | The following property is used 100% for pollution control to meet or exceed federal or state regulations: Drilling mud recycling system consisting of a shaker tank, shale shakers, desilter, desander, and degassers on Rig 804. | 2024-02-26 | 3590000 | 100
26226 | T1 | ADVANTAGE PIPELINE LLC | ADVANTAGE PIPELINE SEGMENT IN WARD COUNTY | ADVANTAGE PIPELINE SEGMENT IN WARD COUNTY | Howard County | TX | 79756 | HOWARD | CN604387738 | RN111885588 | Sedimentation and erosion controls consisting of slope breakers, silt fences, sedimentation barriers, staked hay or straw bales, matting, and diking. | The following property is used 100% for pollution control to meet or exceed federal or state regulations: Sedimentation and erosion controls consisting of slope breakers, silt fences, sedimentation barriers, staked hay or straw bales, matting, and diking. | 2024-03-26 | 509394 | 100
26227 | T1 | ADVANTAGE PIPELINE LLC | ADVANTAGE PIPELINE SEGMENT IN REEVES COUNTY | ADVANTAGE PIPELINE SEGMENT IN REEVES COUNTY | Reeves County | TX | 79772 | REEVES | CN604387738 | RN111885596 | Sedimentation and erosion controls consisting of slope breakers, silt fences, sedimentation barriers, staked hay or straw bales, matting, and diking. | The following property is used 100% for pollution control to meet or exceed federal or state regulations: Sedimentation and erosion controls consisting of slope breakers, silt fences, sedimentation barriers, staked hay or straw bales, matting, and diking. | 2024-03-26 | 2852452 | 100
26228 | T1 | ADVANTAGE PIPELINE LLC | ADVANTAGE PIPELINE SEGMENT IN PECOS COUNTY | ADVANTAGE PIPELINE SEGMENT IN PECOS COUNTY | Pecos County | TX | 79735 | PECOS | CN604387738 | RN111885604 | Sedimentation and erosion controls consisting of slope breakers, silt fences, sedimentation barriers, staked hay or straw bales, matting, and diking. | The following property is used 100% for pollution control to meet or exceed federal or state regulations: Sedimentation and erosion controls consisting of slope breakers, silt fences, sedimentation barriers, staked hay or straw bales, matting, and diking. | 2024-03-26 | 1820629 | 100
26229 | T1 | ADVANTAGE PIPELINE LLC | ADVANTAGE PIPELINE PIPELINE SEGMENT IN CRANE COUNTY | ADVANTAGE PIPELINE PIPELINE SEGMENT IN CRANE COUNTY | Crane County | TX | 79731 | CRANE | CN604387738 | RN111885612 | Sedimentation and erosion controls consisting of slope breakers, silt fences, sedimentation barriers, staked hay or straw bales, matting, and diking. | The following property is used 100% for pollution control to meet or exceed federal or state regulations: Sedimentation and erosion controls consisting of slope breakers, silt fences, sedimentation barriers, staked hay or straw bales, matting, and diking. | 2024-03-26 | 2701419 | 100
26230 | T1 | PATTERSON-UTI DRILLING COMPANY LLC | PATTERSON DRILLING | 9915 W INDUSTRIAL AVE | MIDLAND | TX | 79706 | MIDLAND | CN603425174 | RN102277621 | Spill response equipment consisting of ram type blowout preventers, a closing unit, and a choke manifold system on Rig 804. | The following property is used 100% for pollution control to meet or exceed federal or state regulations: Spill response equipment consisting of ram type blowout preventers, a closing unit, and a choke manifold system on Rig 804. | 2024-02-27 | 2640000 | 100
26231 | T1 | PATTERSON-UTI DRILLING COMPANY LLC | PATTERSON DRILLING | 9915 W INDUSTRIAL AVE | MIDLAND | TX | 79706 | MIDLAND | CN603425174 | RN102277621 | Drilling mud recycling system consisting of a shaker tank, shale shakers, desilter, desander, and degassers on Rig 248. | The following property is used 100% for pollution control to meet or exceed federal or state regulations: Drilling mud recycling system consisting of a shaker tank, shale shakers, desilter, desander, and degassers on Rig 248. | 2024-02-26 | 3590000 | 100
26232 | T1 | PATTERSON-UTI DRILLING COMPANY LLC | PATTERSON DRILLING | 9915 W INDUSTRIAL AVE | MIDLAND | TX | 79706 | MIDLAND | CN603425174 | RN102277621 | Spill response equipment consisting of ram type blowout preventers, a closing unit, and a choke manifold system on Rig 248. | The following property is used 100% for pollution control to meet or exceed federal or state regulations: Spill response equipment consisting of ram type blowout preventers, a closing unit, and a choke manifold system on Rig 248. | 2024-02-27 | 2260000 | 100
26233 | T1 | PATTERSON-UTI DRILLING COMPANY LLC | PATTERSON DRILLING | 9915 W INDUSTRIAL AVE | MIDLAND | TX | 79706 | MIDLAND | CN603425174 | RN102277621 | Drilling mud recycling system consisting of a shaker tank, shale shakers, desilter, desander, and degassers on Rig 273. | The following property is used 100% for pollution control to meet or exceed federal or state regulations: Drilling mud recycling system consisting of a shaker tank, shale shakers, desilter, desander, and degassers on Rig 273. | 2024-02-26 | 3590000 | 100
26234 | T1 | PATTERSON-UTI DRILLING COMPANY LLC | PATTERSON DRILLING | 9915 W INDUSTRIAL AVE | MIDLAND | TX | 79706 | MIDLAND | CN603425174 | RN102277621 | Spill response equipment consisting of ram type blowout preventers, a closing unit, and a choke manifold system on Rig 273. | The following property is used 100% for pollution control to meet or exceed federal or state regulations: Spill response equipment consisting of ram type blowout preventers, a closing unit, and a choke manifold system on Rig 273. | 2024-02-27 | 2640000 | 100
26235 | T1 | ONCOR ELECTRIC DELIVERY COMPANY LLC | WHITE SETTLEMENT WEST SUB | Latitude = 32.767414, Longitude = -97.458408 | Tarrant County | TX | 76108 | TARRANT | CN603313842 | RN110648839 | Secondary containment consisting of a concrete pad around the transformer, an oil-water separator, and a metal railing. | The following property is used 100% for pollution control to meet or exceed federal or state regulations: Secondary containment consisting of a concrete pad around the transformer, an oil-water separator, and a metal railing. | 2024-03-11 | 32710 | 100
26236 | T1 | ONCOR ELECTRIC DELIVERY COMPANY LLC | WAXAHACHIE SUBSTATION | 221 US-77 | Ellis County | TX | 75165 | ELLIS | CN603313842 | RN111885869 | Secondary containment consisting of a concrete pad around the transformer, an oil-water separator, and a metal railing and trench unit catastrophic containment consisting of an earthen berm, trench containment unit, and separator that contains oil. | The following property is used 100% for pollution control to meet or exceed federal or state regulations: Secondary containment consisting of a concrete pad around the transformer, an oil-water separator, and a metal railing and trench unit catastrophic containment consisting of an earthen berm, trench containment unit, and separator that contains oil. | 2024-03-11 | 174815 | 100
26237 | T1 | ONCOR ELECTRIC DELIVERY COMPANY LLC | WALL STREET SUBSTATION | 2503 PARNELL ST | Dallas County | TX | 75215 | DALLAS | CN603313842 | RN111885877 | Secondary containment consisting of a concrete pad around the transformer, an oil-water separator, and a metal railing and trench unit catastrophic containment consisting of an earthen berm, trench containment unit, and separator that contains oil. | The following property is used 100% for pollution control to meet or exceed federal or state regulations: Secondary containment consisting of a concrete pad around the transformer, an oil-water separator, and a metal railing and trench unit catastrophic containment consisting of an earthen berm, trench containment unit, and separator that contains oil. | 2024-03-11 | 223320 | 100
26238 | T1 | ONCOR ELECTRIC DELIVERY COMPANY LLC | VINCENT SUBSTATION | 9104 W FM 846 | Howard County | TX | 79720 | HOWARD | CN603313842 | RN111885885 | Secondary containment consisting of a concrete pad around the transformer, an oil-water separator, and a metal railing. | The following property is used 100% for pollution control to meet or exceed federal or state regulations: Secondary containment consisting of a concrete pad around the transformer, an oil-water separator, and a metal railing. | 2024-03-11 | 34740 | 100
26239 | T1 | ONCOR ELECTRIC DELIVERY COMPANY LLC | VENUS SWITCH | 2121 EAST COUNTY ROAD 109 | Dallas County | TX | 76084 | DALLAS | CN603313842 | RN111885893 | Secondary containment consisting of a concrete pad around the transformer, an oil-water separator, and a metal railing and trench unit catastrophic containment consisting of an earthen berm, trench containment unit, and separator that contains oil. | The following property is used 100% for pollution control to meet or exceed federal or state regulations: Secondary containment consisting of a concrete pad around the transformer, an oil-water separator, and a metal railing and trench unit catastrophic containment consisting of an earthen berm, trench containment unit, and separator that contains oil. | 2024-03-11 | 130180 | 100
26240 | T1 | ONCOR ELECTRIC DELIVERY COMPANY LLC | TRIANGLE SUBSTATION | 3309 ISH 20 | Martin County | TX | 79782 | MARTIN | CN603313842 | RN111885901 | Secondary containment consisting of a concrete pad around the transformer, an oil-water separator, and a metal railing. | The following property is used 100% for pollution control to meet or exceed federal or state regulations: Secondary containment consisting of a concrete pad around the transformer, an oil-water separator, and a metal railing. | 2024-03-11 | 35119 | 100
26241 | T1 | ONCOR ELECTRIC DELIVERY COMPANY LLC | TOWER ONE SUBSTATION | 1182 W CLAY ST | Montague County | TX | 76230 | MONTAGUE | CN603313842 | RN111885919 | Secondary containment consisting of a concrete pad around the transformer, an oil-water separator, and a metal railing and trench unit catastrophic containment consisting of an earthen berm, trench containment unit, and separator that contains oil. | The following property is used 100% for pollution control to meet or exceed federal or state regulations: Secondary containment consisting of a concrete pad around the transformer, an oil-water separator, and a metal railing and trench unit catastrophic containment consisting of an earthen berm, trench containment unit, and separator that contains oil. | 2024-03-11 | 140115 | 100
26242 | T1 | ONCOR ELECTRIC DELIVERY COMPANY LLC | TEMPLE NW SUBSTATION | 380 S KEGLEY RD | Bell County | TX | 76502 | BELL | CN603313842 | RN111885927 | Secondary containment consisting of a concrete pad around the transformer, an oil-water separator, and a metal railing and trench unit catastrophic containment consisting of an earthen berm, trench containment unit, and separator that contains oil. | The following property is used 100% for pollution control to meet or exceed federal or state regulations: Secondary containment consisting of a concrete pad around the transformer, an oil-water separator, and a metal railing and trench unit catastrophic containment consisting of an earthen berm, trench containment unit, and separator that contains oil. | 2024-03-11 | 139510 | 100
26243 | T1 | ONCOR ELECTRIC DELIVERY COMPANY LLC | TEMPLE SOUTHEAST SUBSTATION | 2718 S 5TH ST | Bell County | TX | 76504 | BELL | CN603313842 | RN111885935 | Secondary containment consisting of a concrete pad around the transformer, an oil-water separator, and a metal railing and trench unit catastrophic containment consisting of an earthen berm, trench containment unit, and separator that contains oil. | The following property is used 100% for pollution control to meet or exceed federal or state regulations: Secondary containment consisting of a concrete pad around the transformer, an oil-water separator, and a metal railing and trench unit catastrophic containment consisting of an earthen berm, trench containment unit, and separator that contains oil. | 2024-03-11 | 162420 | 100
26244 | T1 | ONCOR ELECTRIC DELIVERY COMPANY LLC | TAYLOR WEST SUBSTATION | Latitude = 30.557299, Longitude = -97.48641 | Williamson County | TX | 76574 | WILLIAMSON | CN603313842 | RN111445805 | Secondary containment consisting of a concrete pad around the transformer, an oil-water separator, and a metal railing and trench unit catastrophic containment consisting of an earthen berm, trench containment unit, and separator that contains oil. | The following property is used 100% for pollution control to meet or exceed federal or state regulations: Secondary containment consisting of a concrete pad around the transformer, an oil-water separator, and a metal railing and trench unit catastrophic containment consisting of an earthen berm, trench containment unit, and separator that contains oil. | 2024-03-11 | 202415 | 100
26245 | T1 | ONCOR ELECTRIC DELIVERY COMPANY LLC | BEACON HILL SUBSTATION | 365 FM 1856 | Nolan County | TX | 79556 | NOLAN | CN603313842 | RN111885943 | Secondary containment consisting of a concrete pad around the transformer, an oil-water separator, and a metal railing and trench unit catastrophic containment consisting of an earthen berm, trench containment unit, and separator that contains oil. | The following property is used 100% for pollution control to meet or exceed federal or state regulations: Secondary containment consisting of a concrete pad around the transformer, an oil-water separator, and a metal railing and trench unit catastrophic containment consisting of an earthen berm, trench containment unit, and separator that contains oil. | 2024-03-11 | 145155 | 100
26246 | T1 | ONCOR ELECTRIC DELIVERY COMPANY LLC | BATTLEGROUND SUBSTATION | 2781 FM 1466 | Williamson County | TX | 78556 | WILLIAMSON | CN603313842 | RN111885950 | Secondary containment consisting of a concrete pad around the transformer, an oil-water separator, and a metal railing and trench unit catastrophic containment consisting of an earthen berm, trench containment unit, and separator that contains oil. | The following property is used 100% for pollution control to meet or exceed federal or state regulations: Secondary containment consisting of a concrete pad around the transformer, an oil-water separator, and a metal railing and trench unit catastrophic containment consisting of an earthen berm, trench containment unit, and separator that contains oil. | 2024-03-11 | 128525 | 100
26247 | T1 | ONCOR ELECTRIC DELIVERY COMPANY LLC | BANGS SUBSTATION | 8081 COUNTY ROAD 136 | Brown County | TX | 76801 | BROWN | CN603313842 | RN111885968 | Secondary containment consisting of a concrete pad around the transformer, an oil-water separator, and a metal railing. | The following property is used 100% for pollution control to meet or exceed federal or state regulations: Secondary containment consisting of a concrete pad around the transformer, an oil-water separator, and a metal railing. | 2024-03-11 | 33875 | 100
26248 | T1 | ONCOR ELECTRIC DELIVERY COMPANY LLC | ALCATRAZ SUBSTATION | 2927 FM-652 | Loving County | TX | 79754 | LOVING | CN603313842 | RN111885976 | Secondary containment consisting of a concrete pad around the transformer, an oil-water separator, and a metal railing. | The following property is used 100% for pollution control to meet or exceed federal or state regulations: Secondary containment consisting of a concrete pad around the transformer, an oil-water separator, and a metal railing. | 2024-03-11 | 67330 | 100
26249 | T1 | ONCOR ELECTRIC DELIVERY COMPANY LLC | ANTLER HOLLOW SUBSTATION | 900 CR 454 | Erath County | TX | 76101 | ERATH | CN603313842 | RN111885984 | Secondary containment consisting of a concrete pad around the transformer, an oil-water separator, and a metal railing and trench unit catastrophic containment consisting of an earthen berm, trench containment unit, and separator that contains oil. | The following property is used 100% for pollution control to meet or exceed federal or state regulations: Secondary containment consisting of a concrete pad around the transformer, an oil-water separator, and a metal railing and trench unit catastrophic containment consisting of an earthen berm, trench containment unit, and separator that contains oil. | 2024-03-11 | 171460 | 100
26250 | T1 | ONCOR ELECTRIC DELIVERY COMPANY LLC | SOUTHERLAND SUBSTATION | 1520 SARGENT RD | Dallas County | TX | 75215 | DALLAS | CN603313842 | RN111885992 | Secondary containment consisting of a concrete pad around the transformer, an oil-water separator, and a metal railing and trench unit catastrophic containment consisting of an earthen berm, trench containment unit, and separator that contains oil. | The following property is used 100% for pollution control to meet or exceed federal or state regulations: Secondary containment consisting of a concrete pad around the transformer, an oil-water separator, and a metal railing and trench unit catastrophic containment consisting of an earthen berm, trench containment unit, and separator that contains oil. | 2024-03-11 | 181978 | 100
26251 | T1 | ONCOR ELECTRIC DELIVERY COMPANY LLC | SOUTH OAK CLIFF SUBSTATION | 3501 S BECKLEY AVE | Dallas County | TX | 75224 | DALLAS | CN603313842 | RN111886008 | Secondary containment consisting of a concrete pad around the transformer, an oil-water separator, and a metal railing and trench unit catastrophic containment consisting of an earthen berm, trench containment unit, and separator that contains oil. | The following property is used 100% for pollution control to meet or exceed federal or state regulations: Secondary containment consisting of a concrete pad around the transformer, an oil-water separator, and a metal railing and trench unit catastrophic containment consisting of an earthen berm, trench containment unit, and separator that contains oil. | 2024-03-11 | 181260 | 100
26252 | T1 | ONCOR ELECTRIC DELIVERY COMPANY LLC | SHIFTING SANDS SUBSTATION 1 | 4566 COUNTY RD 107 | Winkler County | TX | 79745 | WINKLER | CN603313842 | RN111886016 | Secondary containment consisting of a concrete pad around the transformer, an oil-water separator, and a metal railing. | The following property is used 100% for pollution control to meet or exceed federal or state regulations: Secondary containment consisting of a concrete pad around the transformer, an oil-water separator, and a metal railing. | 2024-03-11 | 33190 | 100
26253 | T1 | ONCOR ELECTRIC DELIVERY COMPANY LLC | SCREWBEAN SUBSTATION 1 | ON 652 THREE MILES WEST OF ORLA | Culberson County | TX | 79847 | CULBERSON | CN603313842 | RN110176625 | Secondary containment consisting of a concrete pad around the transformer, an oil-water separator, and a metal railing. | The following property is used 100% for pollution control to meet or exceed federal or state regulations: Secondary containment consisting of a concrete pad around the transformer, an oil-water separator, and a metal railing. | 2024-03-11 | 67770 | 100
26254 | T1 | ONCOR ELECTRIC DELIVERY COMPANY LLC | SAND LAKE SWITCH | Latitude = 31.509684, Longitude = -103.464074 | Ward County | TX | 79719 | WARD | CN603313842 | RN111685285 | Secondary containment consisting of a concrete pad around the transformer, an oil-water separator, and a metal railing. | The following property is used 100% for pollution control to meet or exceed federal or state regulations: Secondary containment consisting of a concrete pad around the transformer, an oil-water separator, and a metal railing. | 2024-03-11 | 81370 | 100
26255 | T1 | ONCOR ELECTRIC DELIVERY COMPANY LLC | SANDHILLS SUBSTATION | FM 1053 S OF I 20 CG NUMBER 4 | Crane County | TX | 79731 | CRANE | CN603313842 | RN111886024 | Secondary containment consisting of a concrete pad around the transformer, an oil-water separator, and a metal railing. | The following property is used 100% for pollution control to meet or exceed federal or state regulations: Secondary containment consisting of a concrete pad around the transformer, an oil-water separator, and a metal railing. | 2024-03-11 | 97880 | 100
26256 | T1 | ONCOR ELECTRIC DELIVERY COMPANY LLC | SABANA SUBSTATION | 897 CR 325 | Comanche County | TX | 76442 | COMANCHE | CN603313842 | RN111886032 | Secondary containment consisting of a concrete pad around the transformer, an oil-water separator, and a metal railing. | The following property is used 100% for pollution control to meet or exceed federal or state regulations: Secondary containment consisting of a concrete pad around the transformer, an oil-water separator, and a metal railing. | 2024-03-11 | 33760 | 100
26257 | T1 | ONCOR ELECTRIC DELIVERY COMPANY LLC | ROUND ROCK NE SUBSTATION | 2901 N AW GRIMES BLVD | Williamson County | TX | 78665 | WILLIAMSON | CN603313842 | RN111886040 | Secondary containment consisting of a concrete pad around the transformer, an oil-water separator, and a metal railing and trench unit catastrophic containment consisting of an earthen berm, trench containment unit, and separator that contains oil. | The following property is used 100% for pollution control to meet or exceed federal or state regulations: Secondary containment consisting of a concrete pad around the transformer, an oil-water separator, and a metal railing and trench unit catastrophic containment consisting of an earthen berm, trench containment unit, and separator that contains oil. | 2024-03-11 | 151955 | 100
26258 | T1 | ONCOR ELECTRIC DELIVERY COMPANY LLC | ROSEMONT SUBSTATION | 3050 SUFFOLK DR | Tarrant County | TX | 76133 | TARRANT | CN603313842 | RN111886057 | Secondary containment consisting of a concrete pad around the transformer, an oil-water separator, and a metal railing and trench unit catastrophic containment consisting of an earthen berm, trench containment unit, and separator that contains oil. | The following property is used 100% for pollution control to meet or exceed federal or state regulations: Secondary containment consisting of a concrete pad around the transformer, an oil-water separator, and a metal railing and trench unit catastrophic containment consisting of an earthen berm, trench containment unit, and separator that contains oil. | 2024-03-11 | 170550 | 100
26259 | T1 | ONCOR ELECTRIC DELIVERY COMPANY LLC | ROCKY CREEK SWITCH | 10400 OLD GRANBURY RD | Tarrant County | TX | 76262 | TARRANT | CN603313842 | RN111886065 | Secondary containment consisting of a concrete pad around the transformer, an oil-water separator, and a metal railing. | The following property is used 100% for pollution control to meet or exceed federal or state regulations: Secondary containment consisting of a concrete pad around the transformer, an oil-water separator, and a metal railing. | 2024-03-11 | 33710 | 100
26260 | T1 | ONCOR ELECTRIC DELIVERY COMPANY LLC | ROANOKE WEST SUBSTATION | HIGHWAY 114 WEST | Denton County | TX | 76262 | DENTON | CN603313842 | RN111645180 | Trench unit catastrophic containment system consisting of an earthen berm, a trench containment unit, and an oil-water separator. | The following property is used 100% for pollution control to meet or exceed federal or state regulations: Trench unit catastrophic containment system consisting of an earthen berm, a trench containment unit, and an oil-water separator. | 2024-03-11 | 107012 | 100
26261 | T1 | ONCOR ELECTRIC DELIVERY COMPANY LLC | RIVERVIEW SUBSTATION | 6074 FM-1927 | Ward County | TX | 79756 | WARD | CN603313842 | RN111645198 | Trench unit catastrophic containment system consisting of an earthen berm, a trench containment unit, and an oil-water separator. | The following property is used 100% for pollution control to meet or exceed federal or state regulations: Trench unit catastrophic containment system consisting of an earthen berm, a trench containment unit, and an oil-water separator. | 2024-03-11 | 97230 | 100
26262 | T1 | ONCOR ELECTRIC DELIVERY COMPANY LLC | QUARRY FIELD SWITCH | 3007 COUNTY ROAD 300 | Loving County | TX | 79754 | LOVING | CN603313842 | RN111886073 | Secondary containment consisting of a concrete pad around the transformer, an oil-water separator, and a metal railing. | The following property is used 100% for pollution control to meet or exceed federal or state regulations: Secondary containment consisting of a concrete pad around the transformer, an oil-water separator, and a metal railing. | 2024-03-11 | 84140 | 100
26263 | T1 | ONCOR ELECTRIC DELIVERY COMPANY LLC | POLK STREET SUB | 1214 S POLK ST | Dallas County | TX | 75208 | DALLAS | CN603313842 | RN111886081 | Secondary containment consisting of a concrete pad around the transformer, an oil-water separator, and a metal railing and trench unit catastrophic containment consisting of an earthen berm, trench containment unit, and separator that contains oil. | The following property is used 100% for pollution control to meet or exceed federal or state regulations: Secondary containment consisting of a concrete pad around the transformer, an oil-water separator, and a metal railing and trench unit catastrophic containment consisting of an earthen berm, trench containment unit, and separator that contains oil. | 2024-03-11 | 198482 | 100
26264 | T1 | ONCOR ELECTRIC DELIVERY COMPANY LLC | PINKNEY SUBSTATION | 12094 CR 323 | Brown County | TX | 76366 | BROWN | CN603313842 | RN111886099 | Secondary containment consisting of a concrete pad around the transformer, an oil-water separator, and a metal railing and trench unit catastrophic containment consisting of an earthen berm, trench containment unit, and separator that contains oil. | The following property is used 100% for pollution control to meet or exceed federal or state regulations: Secondary containment consisting of a concrete pad around the transformer, an oil-water separator, and a metal railing and trench unit catastrophic containment consisting of an earthen berm, trench containment unit, and separator that contains oil. | 2024-03-11 | 148490 | 100
26265 | T1 | ONCOR ELECTRIC DELIVERY COMPANY LLC | PECAN TREE SUBSTATION | 815 S COLLEGE AVE | Archer County | TX | 76366 | ARCHER | CN603313842 | RN111886107 | Secondary containment consisting of a concrete pad around the transformer, an oil-water separator, and a metal railing and trench unit catastrophic containment consisting of an earthen berm, trench containment unit, and separator that contains oil. | The following property is used 100% for pollution control to meet or exceed federal or state regulations: Secondary containment consisting of a concrete pad around the transformer, an oil-water separator, and a metal railing and trench unit catastrophic containment consisting of an earthen berm, trench containment unit, and separator that contains oil. | 2024-03-11 | 132595 | 100
26266 | T1 | ONCOR ELECTRIC DELIVERY COMPANY LLC | OIL MILL LAKE SUB | 110 LAKEVIEW DR | Falls County | TX | 76661 | FALLS | CN603313842 | RN111886115 | Secondary containment consisting of a concrete pad around the transformer, an oil-water separator, and a metal railing and trench unit catastrophic containment consisting of an earthen berm, trench containment unit, and separator that contains oil. | The following property is used 100% for pollution control to meet or exceed federal or state regulations: Secondary containment consisting of a concrete pad around the transformer, an oil-water separator, and a metal railing and trench unit catastrophic containment consisting of an earthen berm, trench containment unit, and separator that contains oil. | 2024-03-11 | 165370 | 100
26267 | T1 | ONCOR ELECTRIC DELIVERY COMPANY LLC | MOORES MILL SUBSTATION | 1034 MOORES MILL RD | Bell County | TX | 76501 | BELL | CN603313842 | RN111886123 | Secondary containment consisting of a concrete pad around the transformer, an oil-water separator, and a metal railing and trench unit catastrophic containment consisting of an earthen berm, trench containment unit, and separator that contains oil. | The following property is used 100% for pollution control to meet or exceed federal or state regulations: Secondary containment consisting of a concrete pad around the transformer, an oil-water separator, and a metal railing and trench unit catastrophic containment consisting of an earthen berm, trench containment unit, and separator that contains oil. | 2024-03-11 | 183310 | 100
26268 | T1 | ONCOR ELECTRIC DELIVERY COMPANY LLC | MILLERS FERRY RD SUBSTATION | 1615 MILLER FERRY RD | Dallas County | TX | 75172 | DALLAS | CN603313842 | RN111886131 | Secondary containment consisting of a concrete pad around the transformer, an oil-water separator, and a metal railing. | The following property is used 100% for pollution control to meet or exceed federal or state regulations: Secondary containment consisting of a concrete pad around the transformer, an oil-water separator, and a metal railing. | 2024-03-11 | 65680 | 100
26269 | T1 | ONCOR ELECTRIC DELIVERY COMPANY LLC | MIDLAND WEST SUBSTATION | 3509 W CUTHBERT AVE | Midland County | TX | 79703 | MIDLAND | CN603313842 | RN109627190 | Secondary containment consisting of a concrete pad around the transformer, an oil-water separator, and a metal railing. | The following property is used 100% for pollution control to meet or exceed federal or state regulations: Secondary containment consisting of a concrete pad around the transformer, an oil-water separator, and a metal railing. | 2024-03-11 | 35860 | 100
26270 | T1 | ONCOR ELECTRIC DELIVERY COMPANY LLC | LUFKIN HILL ST SUB | 1776 HILLS ST | Angelina County | TX | 75904 | ANGELINA | CN603313842 | RN111886149 | Secondary containment consisting of a concrete pad around the transformer, an oil-water separator, and a metal railing. | The following property is used 100% for pollution control to meet or exceed federal or state regulations: Secondary containment consisting of a concrete pad around the transformer, an oil-water separator, and a metal railing. | 2024-03-11 | 33870 | 100
26271 | T1 | ONCOR ELECTRIC DELIVERY COMPANY LLC | LOY LAKE SUBSTATION | 2627 FM 131 | Grayson County | TX | 75020 | GRAYSON | CN603313842 | RN111886156 | Secondary containment consisting of a concrete pad around the transformer, an oil-water separator, and a metal railing and trench unit catastrophic containment consisting of an earthen berm, trench containment unit, and separator that contains oil. | The following property is used 100% for pollution control to meet or exceed federal or state regulations: Secondary containment consisting of a concrete pad around the transformer, an oil-water separator, and a metal railing and trench unit catastrophic containment consisting of an earthen berm, trench containment unit, and separator that contains oil. | 2024-03-11 | 125336 | 100
26272 | T1 | ONCOR ELECTRIC DELIVERY COMPANY LLC | LAWRENCE SUBSTATION | 5718 CR 237A | Kaufman County | TX | 75160 | KAUFMAN | CN603313842 | RN111886164 | Secondary containment consisting of a concrete pad around the transformer, an oil-water separator, and a metal railing and trench unit catastrophic containment consisting of an earthen berm, trench containment unit, and separator that contains oil. | The following property is used 100% for pollution control to meet or exceed federal or state regulations: Secondary containment consisting of a concrete pad around the transformer, an oil-water separator, and a metal railing and trench unit catastrophic containment consisting of an earthen berm, trench containment unit, and separator that contains oil. | 2024-03-11 | 142039 | 100
26273 | T1 | ONCOR ELECTRIC DELIVERY COMPANY LLC | LAKECREST SUBSTATION | 1135 SE 14TH ST | Kaufman County | TX | 75051 | KAUFMAN | CN603313842 | RN111886172 | Secondary containment consisting of a concrete pad around the transformer, an oil-water separator, and a metal railing. | The following property is used 100% for pollution control to meet or exceed federal or state regulations: Secondary containment consisting of a concrete pad around the transformer, an oil-water separator, and a metal railing. | 2024-03-11 | 33110 | 100
26274 | T1 | ONCOR ELECTRIC DELIVERY COMPANY LLC | LAKE TEXOMA PUMP SUB | 314 HANNA DR | Grayson County | TX | 75020 | GRAYSON | CN603313842 | RN111886180 | Trench unit catastrophic containment system consisting of an earthen berm, a trench containment unit, and an oil-water separator. | The following property is used 100% for pollution control to meet or exceed federal or state regulations: Trench unit catastrophic containment system consisting of an earthen berm, a trench containment unit, and an oil-water separator. | 2024-03-11 | 122360 | 100
26275 | T1 | ONCOR ELECTRIC DELIVERY COMPANY LLC | LAKE BROWNWOOD SUBSTATION | 4439 HWY 279 | Brown County | TX | 76801 | BROWN | CN603313842 | RN111886198 | Secondary containment consisting of a concrete pad around the transformer, an oil-water separator, and a metal railing and trench unit catastrophic containment consisting of an earthen berm, trench containment unit, and separator that contains oil. | The following property is used 100% for pollution control to meet or exceed federal or state regulations: Secondary containment consisting of a concrete pad around the transformer, an oil-water separator, and a metal railing and trench unit catastrophic containment consisting of an earthen berm, trench containment unit, and separator that contains oil. | 2024-03-11 | 160353 | 100
26276 | T1 | ONCOR ELECTRIC DELIVERY COMPANY LLC | KNOLL TRAIL SUB | 15405 KNOLL TRAIL DR | Dallas County | TX | 75248 | DALLAS | CN603313842 | RN111886206 | Secondary containment consisting of a concrete pad around the transformer, an oil-water separator, and a metal railing. | The following property is used 100% for pollution control to meet or exceed federal or state regulations: Secondary containment consisting of a concrete pad around the transformer, an oil-water separator, and a metal railing. | 2024-03-19 | 62890 | 100
26277 | T1 | ONCOR ELECTRIC DELIVERY COMPANY LLC | IRVING VALLEY VIEW SUBSTATION | 2000 VALLEY VIEW LN | Dallas County | TX | 75061 | DALLAS | CN603313842 | RN111645370 | Secondary containment consisting of a concrete pad around the transformer, an oil-water separator, and a metal railing and trench unit catastrophic containment consisting of an earthen berm, trench containment unit, and separator that contains oil. | The following property is used 100% for pollution control to meet or exceed federal or state regulations: Secondary containment consisting of a concrete pad around the transformer, an oil-water separator, and a metal railing and trench unit catastrophic containment consisting of an earthen berm, trench containment unit, and separator that contains oil. | 2024-03-19 | 152757 | 100
26278 | T1 | ONCOR ELECTRIC DELIVERY COMPANY LLC | IRVING NE SUBSTATION | 1020 E NORTHGATE DR | Dallas County | TX | 75062 | DALLAS | CN603313842 | RN111886214 | Secondary containment consisting of a concrete pad around the transformer, an oil-water separator, and a metal railing and trench unit catastrophic containment consisting of an earthen berm, trench containment unit, and separator that contains oil. | The following property is used 100% for pollution control to meet or exceed federal or state regulations: Secondary containment consisting of a concrete pad around the transformer, an oil-water separator, and a metal railing and trench unit catastrophic containment consisting of an earthen berm, trench containment unit, and separator that contains oil. | 2024-03-19 | 238937 | 100
26279 | T1 | ONCOR ELECTRIC DELIVERY COMPANY LLC | INGLE SUBSTATION | 4242 STATE HIGHWAY 66 | Hunt County | TX | 75135 | HUNT | CN603313842 | RN111886222 | Secondary containment consisting of a concrete pad around the transformer, an oil-water separator, and a metal railing. | The following property is used 100% for pollution control to meet or exceed federal or state regulations: Secondary containment consisting of a concrete pad around the transformer, an oil-water separator, and a metal railing. | 2024-03-19 | 65270 | 100
26280 | T1 | ONCOR ELECTRIC DELIVERY COMPANY LLC | GUNSOLUS CREEK SUBSTATION | 825 CR 269 | Stephens County | TX | 76424 | STEPHENS | CN603313842 | RN111886230 | Secondary containment consisting of a concrete pad around the transformer, an oil-water separator, and a metal railing and trench unit catastrophic containment consisting of an earthen berm, trench containment unit, and separator that contains oil. | The following property is used 100% for pollution control to meet or exceed federal or state regulations: Secondary containment consisting of a concrete pad around the transformer, an oil-water separator, and a metal railing and trench unit catastrophic containment consisting of an earthen berm, trench containment unit, and separator that contains oil. | 2024-03-19 | 179055 | 100
26281 | T1 | ONCOR ELECTRIC DELIVERY COMPANY LLC | GAINESVILLE EAST SUBSTATION | 2599 E BROADWAY ST | Cooke County | TX | 76240 | COOKE | CN603313842 | RN111886248 | Secondary containment consisting of a concrete pad around the transformer, an oil-water separator, and a metal railing. | The following property is used 100% for pollution control to meet or exceed federal or state regulations: Secondary containment consisting of a concrete pad around the transformer, an oil-water separator, and a metal railing. | 2024-03-19 | 32212 | 100
26282 | T1 | ONCOR ELECTRIC DELIVERY COMPANY LLC | FOREST HILL SUBSTATION | 7876 WICHITA ST | Tarrant County | TX | 76140 | TARRANT | CN603313842 | RN111886255 | Trench unit catastrophic containment system consisting of an earthen berm, a trench containment unit, and an oil-water separator. | The following property is used 100% for pollution control to meet or exceed federal or state regulations: Trench unit catastrophic containment system consisting of an earthen berm, a trench containment unit, and an oil-water separator. | 2024-03-19 | 104375 | 100
26283 | T1 | ONCOR ELECTRIC DELIVERY COMPANY LLC | FLINT SUBSTATION | 1200 CR 137 | Smith County | TX | 75762 | SMITH | CN603313842 | RN111886263 | Secondary containment consisting of a concrete pad around the transformer, an oil-water separator, and a metal railing and trench unit catastrophic containment consisting of an earthen berm, trench containment unit, and separator that contains oil. | The following property is used 100% for pollution control to meet or exceed federal or state regulations: Secondary containment consisting of a concrete pad around the transformer, an oil-water separator, and a metal railing and trench unit catastrophic containment consisting of an earthen berm, trench containment unit, and separator that contains oil. | 2024-03-21 | 146340 | 100
26284 | T1 | ONCOR ELECTRIC DELIVERY COMPANY LLC | FLAT IRON SUB | 1003 W CR 320 | Midland County | TX | 79706 | MIDLAND | CN603313842 | RN111886271 | Secondary containment consisting of a concrete pad around the transformer, an oil-water separator, and a metal railing. | The following property is used 100% for pollution control to meet or exceed federal or state regulations: Secondary containment consisting of a concrete pad around the transformer, an oil-water separator, and a metal railing. | 2024-03-21 | 146375 | 100
26285 | T1 | ONCOR ELECTRIC DELIVERY COMPANY LLC | EASTLAND SUBSTATION | Latitude = 32.40711, Longitude = -98.80303 | Eastland County | TX | 76448 | EASTLAND | CN603313842 | RN110108677 | Secondary containment consisting of a concrete pad around the transformer, an oil-water separator, and a metal railing. | The following property is used 100% for pollution control to meet or exceed federal or state regulations: Secondary containment consisting of a concrete pad around the transformer, an oil-water separator, and a metal railing. | 2024-03-21 | 33740 | 100
26286 | T1 | ONCOR ELECTRIC DELIVERY COMPANY LLC | DRAGON STREET SUB | 950 DRAGON ST | Dallas County | TX | 75207 | DALLAS | CN603313842 | RN111886289 | Secondary containment consisting of a concrete pad around the transformer, an oil-water separator, and a metal railing and trench unit catastrophic containment consisting of an earthen berm, trench containment unit, and separator that contains oil. | The following property is used 100% for pollution control to meet or exceed federal or state regulations: Secondary containment consisting of a concrete pad around the transformer, an oil-water separator, and a metal railing and trench unit catastrophic containment consisting of an earthen berm, trench containment unit, and separator that contains oil. | 2024-03-21 | 179005 | 100
26287 | T1 | ONCOR ELECTRIC DELIVERY COMPANY LLC | DOOLEY SUBSTATION | 3102 STATE HWY 115 | Ward County | TX | 79777 | WARD | CN603313842 | RN111886297 | Secondary containment consisting of a concrete pad around the transformer, an oil-water separator, and a metal railing. | The following property is used 100% for pollution control to meet or exceed federal or state regulations: Secondary containment consisting of a concrete pad around the transformer, an oil-water separator, and a metal railing. | 2024-03-21 | 33190 | 100
26288 | T1 | ONCOR ELECTRIC DELIVERY COMPANY LLC | DESERT WIND SUBSTATION | 3200 CR 110 | Glasscock County | TX | 79739 | GLASSCOCK | CN603313842 | RN111886305 | Secondary containment consisting of a concrete pad around the transformer, an oil-water separator, and a metal railing. | The following property is used 100% for pollution control to meet or exceed federal or state regulations: Secondary containment consisting of a concrete pad around the transformer, an oil-water separator, and a metal railing. | 2024-03-21 | 35780 | 100
26289 | T1 | ONCOR ELECTRIC DELIVERY COMPANY LLC | CROWN ROAD SUBSTATION | 2412 CROWN RD | Dallas County | TX | 75229 | DALLAS | CN603313842 | RN111886313 | Secondary containment consisting of a concrete pad around the transformer, an oil-water separator, and a metal railing and trench unit catastrophic containment consisting of an earthen berm, trench containment unit, and separator that contains oil. | The following property is used 100% for pollution control to meet or exceed federal or state regulations: Secondary containment consisting of a concrete pad around the transformer, an oil-water separator, and a metal railing and trench unit catastrophic containment consisting of an earthen berm, trench containment unit, and separator that contains oil. | 2024-03-21 | 196630 | 100
26290 | T1 | ONCOR ELECTRIC DELIVERY COMPANY LLC | COPPERAS COVE EAST SUBSTATION | 602 CONSTITUTION DR | Coryell County | TX | 76522 | CORYELL | CN603313842 | RN109631234 | Secondary containment consisting of a concrete pad around the transformer, an oil-water separator, and a metal railing. | The following property is used 100% for pollution control to meet or exceed federal or state regulations: Secondary containment consisting of a concrete pad around the transformer, an oil-water separator, and a metal railing. | 2024-03-22 | 35130 | 100
26291 | T1 | ONCOR ELECTRIC DELIVERY COMPANY LLC | CONSAVVY SWITCH | 7707 S CR 1160 | Midland County | TX | 79706 | MIDLAND | CN603313842 | RN111886321 | Secondary containment consisting of a concrete pad around the transformer, an oil-water separator, and a metal railing. | The following property is used 100% for pollution control to meet or exceed federal or state regulations: Secondary containment consisting of a concrete pad around the transformer, an oil-water separator, and a metal railing. | 2024-03-21 | 96374 | 100
26292 | T1 | ONCOR ELECTRIC DELIVERY COMPANY LLC | CLEBURNE WEST SUBSTATION | 1319 FM-1718 | Johnson County | TX | 76033 | JOHNSON | CN603313842 | RN111886339 | Secondary containment consisting of a concrete pad around the transformer, an oil-water separator, and a metal railing and trench unit catastrophic containment consisting of an earthen berm, trench containment unit, and separator that contains oil. | The following property is used 100% for pollution control to meet or exceed federal or state regulations: Secondary containment consisting of a concrete pad around the transformer, an oil-water separator, and a metal railing and trench unit catastrophic containment consisting of an earthen berm, trench containment unit, and separator that contains oil. | 2024-03-21 | 152675 | 100
26293 | T1 | ONCOR ELECTRIC DELIVERY COMPANY LLC | CEDAR CREST SUBSTATION | 2111 S CORINTH STREET RD | Dallas County | TX | 75203 | DALLAS | CN603313842 | RN111886347 | Secondary containment consisting of a concrete pad around the transformer, an oil-water separator, and a metal railing and trench unit catastrophic containment consisting of an earthen berm, trench containment unit, and separator that contains oil. | The following property is used 100% for pollution control to meet or exceed federal or state regulations: Secondary containment consisting of a concrete pad around the transformer, an oil-water separator, and a metal railing and trench unit catastrophic containment consisting of an earthen berm, trench containment unit, and separator that contains oil. | 2024-03-21 | 182280 | 100
26294 | T1 | ONCOR ELECTRIC DELIVERY COMPANY LLC | CARROLLTON NORTHWEST SUBSTATION | Latitude = 32.9846, Longitude = -96.9382 | Dallas County | TX | 75007 | DALLAS | CN603313842 | RN110105673 | Trench unit catastrophic containment system consisting of an earthen berm, a trench containment unit, and an oil-water separator. | The following property is used 100% for pollution control to meet or exceed federal or state regulations: Trench unit catastrophic containment system consisting of an earthen berm, a trench containment unit, and an oil-water separator. | 2024-03-22 | 267720 | 100
26295 | T1 | ONCOR ELECTRIC DELIVERY COMPANY LLC | BROOKHOLLOW SUBSTATION | 1944 BROOKHOLLOW PLAZA DR | Tarrant County | TX | 76006 | TARRANT | CN603313842 | RN111886354 | Secondary containment consisting of a concrete pad around the transformer, an oil-water separator, and a metal railing. | The following property is used 100% for pollution control to meet or exceed federal or state regulations: Secondary containment consisting of a concrete pad around the transformer, an oil-water separator, and a metal railing. | 2024-03-22 | 33315 | 100
26296 | T1 | ONCOR ELECTRIC DELIVERY COMPANY LLC | BIRD NEST SUBSTATION | Latitude = 30.420029, Longitude = -97.581553 | Travis County | TX | 78660 | TRAVIS | CN603313842 | RN111172185 | Secondary containment consisting of a concrete pad around the transformer, an oil-water separator, and a metal railing. | The following property is used 100% for pollution control to meet or exceed federal or state regulations: Secondary containment consisting of a concrete pad around the transformer, an oil-water separator, and a metal railing. | 2024-03-22 | 33617 | 100
26297 | T1 | ONCOR ELECTRIC DELIVERY COMPANY LLC | BLAIR LAKE SUBSTATION | 1774 N US HWY 285 | Pecos County | TX | 79735 | PECOS | CN603313842 | RN111886362 | Secondary containment consisting of a concrete pad around the transformer, an oil-water separator, and a metal railing. | The following property is used 100% for pollution control to meet or exceed federal or state regulations: Secondary containment consisting of a concrete pad around the transformer, an oil-water separator, and a metal railing. | 2024-03-22 | 35230 | 100
26298 | T1 | ONCOR ELECTRIC DELIVERY COMPANY LLC | BELTON SOUTHWEST SUB | 1018 W 2ND AVE | Bell County | TX | 76513 | BELL | CN603313842 | RN111886370 | Secondary containment consisting of a concrete pad around the transformer, an oil-water separator, and a metal railing and trench unit catastrophic containment consisting of an earthen berm, trench containment unit, and separator that contains oil. | The following property is used 100% for pollution control to meet or exceed federal or state regulations: Secondary containment consisting of a concrete pad around the transformer, an oil-water separator, and a metal railing and trench unit catastrophic containment consisting of an earthen berm, trench containment unit, and separator that contains oil. | 2024-03-22 | 145337 | 100
26299 | T1 | ONCOR ELECTRIC DELIVERY COMPANY LLC | BEALS CREEK SUBSTATION | 8003 N HWY 87 LOOP | Howard County | TX | 79720 | HOWARD | CN603313842 | RN111886388 | Secondary containment consisting of a concrete pad around the transformer, an oil-water separator, and a metal railing. | The following property is used 100% for pollution control to meet or exceed federal or state regulations: Secondary containment consisting of a concrete pad around the transformer, an oil-water separator, and a metal railing. | 2024-03-22 | 34740 | 100
26300 | T1 | PATTERSON-UTI DRILLING COMPANY LLC | PATTERSON DRILLING | 9915 W INDUSTRIAL AVE | MIDLAND | TX | 79706 | MIDLAND | CN603425174 | RN102277621 | Drilling mud recycling system consisting of a shaker tank, shale shakers, desilter, desander, and degassers on Rig 285. | The following property is used 100% for pollution control to meet or exceed federal or state regulations: Drilling mud recycling system consisting of a shaker tank, shale shakers, desilter, desander, and degassers on Rig 285. | 2024-02-26 | 3590000 | 100
26301 | T1 | PATTERSON-UTI DRILLING COMPANY LLC | PATTERSON DRILLING | 9915 W INDUSTRIAL AVE | MIDLAND | TX | 79706 | MIDLAND | CN603425174 | RN102277621 | Spill response equipment consisting of ram type blowout preventers, a closing unit, and a choke manifold system on Rig 285. | The following property is used 100% for pollution control to meet or exceed federal or state regulations: Spill response equipment consisting of ram type blowout preventers, a closing unit, and a choke manifold system on Rig 285. | 2024-02-27 | 2260000 | 100
26302 | T1 | PATTERSON-UTI DRILLING COMPANY LLC | PATTERSON DRILLING | 9915 W INDUSTRIAL AVE | MIDLAND | TX | 79706 | MIDLAND | CN603425174 | RN102277621 | Drilling mud recycling system consisting of a shaker tank, shale shakers, desilter, desander, and degassers on Rig 299. | The following property is used 100% for pollution control to meet or exceed federal or state regulations: Drilling mud recycling system consisting of a shaker tank, shale shakers, desilter, desander, and degassers on Rig 299. | 2024-02-26 | 3590000 | 100
26303 | T1 | PATTERSON-UTI DRILLING COMPANY LLC | PATTERSON DRILLING | 9915 W INDUSTRIAL AVE | MIDLAND | TX | 79706 | MIDLAND | CN603425174 | RN102277621 | Spill response equipment consisting of ram type blowout preventers, a closing unit, and a choke manifold system on Rig 299. | The following property is used 100% for pollution control to meet or exceed federal or state regulations: Spill response equipment consisting of ram type blowout preventers, a closing unit, and a choke manifold system on Rig 299. | 2024-02-27 | 2260000 | 100
26304 | T1 | ADVANTAGE PIPELINE LLC | ADVANTAGE PIPELINE SEGMENT IN WARD COUNTY | ADVANTAGE PIPELINE SEGMENT IN WARD COUNTY | Howard County | TX | 79756 | HOWARD | CN604387738 | RN111885588 | Nondestructive pipeline testing expenditures – Radiography. | The following property is used 100% for pollution control to meet or exceed federal or state regulations: Nondestructive pipeline testing expenditures – Radiography. | 2024-03-26 | 137706 | 100
26305 | T1 | ADVANTAGE PIPELINE LLC | ADVANTAGE PIPELINE SEGMENT IN REEVES COUNTY | ADVANTAGE PIPELINE SEGMENT IN REEVES COUNTY | Reeves County | TX | 79772 | REEVES | CN604387738 | RN111885596 | Nondestructive pipeline testing expenditures – Radiography. | The following property is used 100% for pollution control to meet or exceed federal or state regulations: Nondestructive pipeline testing expenditures – Radiography. | 2024-03-26 | 771112 | 100
26306 | T1 | ADVANTAGE PIPELINE LLC | ADVANTAGE PIPELINE SEGMENT IN PECOS COUNTY | ADVANTAGE PIPELINE SEGMENT IN PECOS COUNTY | Pecos County | TX | 79735 | PECOS | CN604387738 | RN111885604 | Nondestructive pipeline testing expenditures – Radiography. | The following property is used 100% for pollution control to meet or exceed federal or state regulations: Nondestructive pipeline testing expenditures – Radiography. | 2024-03-26 | 492176 | 100
26307 | T1 | ADVANTAGE PIPELINE LLC | ADVANTAGE PIPELINE PIPELINE SEGMENT IN CRANE COUNTY | ADVANTAGE PIPELINE PIPELINE SEGMENT IN CRANE COUNTY | Crane County | TX | 79731 | CRANE | CN604387738 | RN111885612 | Nondestructive pipeline testing expenditures – Radiography. | The following property is used 100% for pollution control to meet or exceed federal or state regulations: Nondestructive pipeline testing expenditures – Radiography. | 2024-03-26 | 730283 | 100
26308 | T1 | ADVANTAGE PIPELINE LLC | ADVANTAGE PIPELINE SEGMENT IN WARD COUNTY | ADVANTAGE PIPELINE SEGMENT IN WARD COUNTY | Howard County | TX | 79756 | HOWARD | CN604387738 | RN111885588 | Pipeline coatings and cathodic protection on the Advantage Pipeline Segment in Howard County. | The following property is used 100% for pollution control to meet or exceed federal or state regulations: Pipeline coatings and cathodic protection on the Advantage Pipeline Segment in Howard County. | 2024-03-26 | 109077 | 100
26309 | T1 | ADVANTAGE PIPELINE LLC | ADVANTAGE PIPELINE SEGMENT IN REEVES COUNTY | ADVANTAGE PIPELINE SEGMENT IN REEVES COUNTY | Reeves County | TX | 79772 | REEVES | CN604387738 | RN111885596 | Pipeline coatings and cathodic protection on the Advantage Pipeline Segment in Reeves County. | The following property is used 100% for pollution control to meet or exceed federal or state regulations: Pipeline coatings and cathodic protection on the Advantage Pipeline Segment in Reeves County. | 2024-03-26 | 610800 | 100
26310 | T1 | ADVANTAGE PIPELINE LLC | ADVANTAGE PIPELINE SEGMENT IN PECOS COUNTY | ADVANTAGE PIPELINE SEGMENT IN PECOS COUNTY | Pecos County | TX | 79735 | PECOS | CN604387738 | RN111885604 | Pipeline coatings and cathodic protection on the Advantage Pipeline Segment in Pecos County. | The following property is used 100% for pollution control to meet or exceed federal or state regulations: Pipeline coatings and cathodic protection on the Advantage Pipeline Segment in Pecos County. | 2024-03-26 | 389854 | 100
26311 | T1 | ADVANTAGE PIPELINE LLC | ADVANTAGE PIPELINE PIPELINE SEGMENT IN CRANE COUNTY | ADVANTAGE PIPELINE PIPELINE SEGMENT IN CRANE COUNTY | Crane County | TX | 79731 | CRANE | CN604387738 | RN111885612 | Pipeline coatings and cathodic protection on the Advantage Pipeline Segment in Crane County. | The following property is used 100% for pollution control to meet or exceed federal or state regulations: Pipeline coatings and cathodic protection on the Advantage Pipeline Segment in Crane County. | 2024-03-26 | 578459 | 100
26312 | T1 | PINNACLE MIDSTREAM II LLC | PINNACLE MIDSTREAM II MIDLAND PIPELINE SEGMENTS | MIDLAND COUNTY PIPELINE SEGMENTS, MIDLAND, TX 79705 | Midland County | TX | 79705 | MIDLAND | CN605860329 | RN111887980 | Pipeline coatings and cathodic protection on the Pinnacle Midstream II Midland Pipeline Segment. | The following property is used 100% for pollution control to meet or exceed federal or state regulations: Pipeline coatings and cathodic protection on the Pinnacle Midstream II Midland Pipeline Segment. | 2024-04-03 | 647978 | 100
26313 | T1 | ONCOR ELECTRIC DELIVERY COMPANY LLC | SL COYOTE SUBSTATION | 7839 FM-669 | Howard County | TX | 79720 | HOWARD | CN603313842 | RN111888343 | Secondary containment consisting of a concrete pad around the transformer, an oil-water separator, and a metal railing. | The following property is used 100% for pollution control to meet or exceed federal or state regulations: Secondary containment consisting of a concrete pad around the transformer, an oil-water separator, and a metal railing. | 2024-03-22 | 34740 | 100
26314 | T1 | ONCOR ELECTRIC DELIVERY COMPANY LLC | RIVERBEND SUBSTATION | Latitude = 33.90464, Longitude = -98.54197 | Wichita County | TX | 76309 | WICHITA | CN603313842 | RN111888350 | Secondary containment consisting of a concrete pad around the transformer, an oil-water separator, and a metal railing. | The following property is used 100% for pollution control to meet or exceed federal or state regulations: Secondary containment consisting of a concrete pad around the transformer, an oil-water separator, and a metal railing. | 2024-03-22 | 67840 | 100
26315 | T1 | ONCOR ELECTRIC DELIVERY COMPANY LLC | OAKLAND AVE SUB | 5306 S MALCOLM X BLVD, DALLAS, TX 75215 | Dallas County | TX | 75215 | DALLAS | CN603313842 | RN111888368 | Secondary containment consisting of a concrete pad around the transformer, an oil-water separator, and a metal railing and trench unit catastrophic containment consisting of an earthen berm, trench containment unit, and separator that contains oil. | The following property is used 100% for pollution control to meet or exceed federal or state regulations: Secondary containment consisting of a concrete pad around the transformer, an oil-water separator, and a metal railing and trench unit catastrophic containment consisting of an earthen berm, trench containment unit, and separator that contains oil. | 2024-03-22 | 183857 | 100
26316 | T1 | ONCOR ELECTRIC DELIVERY COMPANY LLC | FRITO LAY INSTALLATION | 2465 GOLDEN BEAR CT EVCS | Dallas County | TX | 75006 | DALLAS | CN603313842 | RN111888376 | Secondary containment consisting of a catastrophic distribution vault unit. | The following property is used 100% for pollution control to meet or exceed federal or state regulations: Secondary containment consisting of a catastrophic distribution vault unit. | 2024-03-22 | 5429 | 100
26317 | T1 | ONCOR ELECTRIC DELIVERY COMPANY LLC | CAMPION SUBSTATION | 2600 MOUNTAIN CREEK PKWY | Dallas County | TX | 75211 | DALLAS | CN603313842 | RN111888384 | Secondary containment consisting of a concrete pad around the transformer, an oil-water separator, and a metal railing and trench unit catastrophic containment consisting of an earthen berm, trench containment unit, and separator that contains oil. | The following property is used 100% for pollution control to meet or exceed federal or state regulations: Secondary containment consisting of a concrete pad around the transformer, an oil-water separator, and a metal railing and trench unit catastrophic containment consisting of an earthen berm, trench containment unit, and separator that contains oil. | 2024-03-22 | 177645 | 100
26318 | T1 | PINNACLE MIDSTREAM II LLC | PINNACLE MIDSTREAM II MIDLAND PIPELINE SEGMENTS | MIDLAND COUNTY PIPELINE SEGMENTS, MIDLAND, TX 79705 | Midland County | TX | 79705 | MIDLAND | CN605860329 | RN111887980 | Nondestructive pipeline testing expenditures – Radiography. | The following property is used 100% for pollution control to meet or exceed federal or state regulations: Nondestructive pipeline testing expenditures – Radiography. | 2024-04-03 | 3239888 | 100
26319 | T1 | PINNACLE MIDSTREAM II LLC | PINNACLE MIDSTREAM II MIDLAND PIPELINE SEGMENTS | MIDLAND COUNTY PIPELINE SEGMENTS, MIDLAND, TX 79705 | Midland County | TX | 79705 | MIDLAND | CN605860329 | RN111887980 | 34 automatic shut off valves (block valves equipped with an actuator to close the valve) installed along the pipeline. | The following property is used 100% for pollution control to meet or exceed federal or state regulations: 34 automatic shut off valves (block valves equipped with an actuator to close the valve) installed along the pipeline. | 2024-04-03 | 449093 | 100
26320 | T1 | PINNACLE MIDSTREAM II LLC | PINNACLE MIDSTREAM II MIDLAND PIPELINE SEGMENTS | MIDLAND COUNTY PIPELINE SEGMENTS, MIDLAND, TX 79705 | Midland County | TX | 79705 | MIDLAND | CN605860329 | RN111887980 | Sedimentation and erosion controls consisting of slope breakers, silt fences, sedimentation barriers, staked hay or straw bales, matting, and diking. | The following property is used 100% for pollution control to meet or exceed federal or state regulations: Sedimentation and erosion controls consisting of slope breakers, silt fences, sedimentation barriers, staked hay or straw bales, matting, and diking. | 2024-04-02 | 4049860 | 100
26321 | T1 | OASIS PIPELINE LP | OZONA COMPRESSOR STATION | Latitude = 30.6, Longitude = -101.065 | Crockett County | TX | 76943 | CROCKETT | CN605630490 | RN100220193 | Dry low emission systems on the two turbines Taurus 70 compressor packages is to reduce NOx emissions that exhausts out of the gas fired turbines. The amount of NOx produced depends on the combustion temperature. When the combustion takes place at a lower temperature the NOx emissions are reduced. | NOD response not received | 2024-05-06 | 3407212 | 100
26322 | T1 | OASIS PIPELINE LP | COMFORT COMPRESSOR STATION | 515 FM 473 | COMFORT | TX | 78013 | KENDALL | CN605630490 | RN100220268 | Dry low emission systems on the two turbines Taurus 70 compressor packages is to reduce NOx emissions that exhausts out of the gas fired turbines. The amount of NOx produced depends on the combustion temperature. When the combustion takes place at a lower temperature the NOx emissions are reduced. | NOD response not received | 2024-05-06 | 3279977 | 100
26323 | T1 | OASIS PIPELINE LP | JUNCTION COMPRESSOR STATION | Latitude = 30.386111, Longitude = -99.896944 | Kimble County | TX | 76849 | KIMBLE | CN605630490 | RN100220219 | Dry low emission systems on the two turbines Taurus 70 compressor packages is to reduce NOx emissions that exhausts out of the gas fired turbines. The amount of NOx produced depends on the combustion temperature. When the combustion takes place at a lower temperature the NOx emissions are reduced. | NOD response not received | 2024-05-06 | 3460101 | 100
26324 | T1 | HFOTCO LLC | HOUSTON TERMINAL | 16642 JACINTOPORT BLVD | HOUSTON | TX | 77015 | HARRIS | CN603316548 | RN100223445 | Floating Storage Tank Roofs on Tanks 250-9 400-11 400-12 400-13 400-1 400-2 400-3 400-4 400-5 400-6 400-7 400-9 400-10 used for evaporative control and reduce VOC emissions | NOD response not received | 2024-05-08 | 20200000 | 100
26325 | T1 | HFOTCO LLC | HFOTCO TERMINAL | 0 JACINTOPORT BLVD | HARRIS | TX | 77015 | HARRIS | CN603316548 | RN111888913 | Fixed Roofs on tanksW30-1 W30-2 W30-3 37-1 37-2 80-22 80-25 80-28 80-29 80-30 80-31 80-32 80-33 80-34 80-35 80-36 80-37 80-38 100-1 100-2 175-1 175-2 175-3 175-4 200-5 200-7 200-8 200-9 220-1 325-1 325-2 used for evaporative control and reduce VOC emissions | NOD response not received | 2024-05-08 | 14970000 | 100
26326 | T1 | HFOTCO LLC | HOUSTON TERMINAL | 16642 JACINTOPORT BLVD | HOUSTON | TX | 77015 | HARRIS | CN603316548 | RN100223445 | Fixed Roof s on Tank 38-1 10-1 13-1 13-2 30-11 30-12 30-13 30-14 30-15 30-16 30-17 30-18 30-19 90-1 90-2 95-1 95-2 100-3 100-4 100-5 100-6 100-7 100-8 100-9 100-10 100-11 100-12 100-13 100-14 100-15 100-16 100-17 100-18 100-19 100-20 100-21 100-22 100-23 100-24 100-25 used for evaporative control and reduce VOC emissions | NOD response not received | 2024-05-08 | 14585000 | 100
26327 | T1 | PATTERSON-UTI DRILLING COMPANY LLC | PATTERSON DRILLING | 9915 W INDUSTRIAL AVE | MIDLAND | TX | 79706 | MIDLAND | CN603425174 | RN102277621 | Drilling mud recycling system consisting of a shaker tank, shale shakers, desilter, desander, and degassers on Rig 221. | The following property is used 100% for pollution control to meet or exceed federal or state regulations: Drilling mud recycling system consisting of a shaker tank, shale shakers, desilter, desander, and degassers on Rig 221. | 2024-02-26 | 3590000 | 100
26328 | T1 | ONEOK ARBUCKLE II PIPELINE LLC | ONEOK ARBUCKLE II WALKER PIPELINE SEGMENTS | WALKER COUNTY PIPELINE SEGMENTS, WALKER, TX 77349 | Walker County | TX | 77349 | WALKER | CN605693274 | RN111889234 | Sedimentation and erosion controls consisting of slope breakers, silt fences, sedimentation barriers, staked hay or straw bales, matting, and diking. | The following property is used 100% for pollution control to meet or exceed federal or state regulations: Sedimentation and erosion controls consisting of slope breakers, silt fences, sedimentation barriers, staked hay or straw bales, matting, and diking. | 2024-03-26 | 4811508 | 100
26329 | T1 | ONEOK ARBUCKLE II PIPELINE LLC | ONEOK ARBUCKLE II ROBERTSON PIPELINE SEGMENTS | ROBERTSON COUNTY PIPELINE SEGMENTS, ROBERTSON, TX 77870 | Robertson County | TX | 77870 | ROBERTSON | CN605693274 | RN111889242 | Sedimentation and erosion controls consisting of slope breakers, silt fences, sedimentation barriers, staked hay or straw bales, matting, and diking. | The following property is used 100% for pollution control to meet or exceed federal or state regulations: Sedimentation and erosion controls consisting of slope breakers, silt fences, sedimentation barriers, staked hay or straw bales, matting, and diking. | 2024-03-26 | 549276 | 100
26330 | T1 | ONEOK ARBUCKLE II PIPELINE LLC | ONEOK ARBUCKLE II PARKER PIPELINE SEGMENTS | PARKER COUNTY PIPELINE SEGMENTS, PARKER TX | Parker County | TX | 76087 | PARKER | CN605693274 | RN111889259 | Sedimentation and erosion controls consisting of slope breakers, silt fences, sedimentation barriers, staked hay or straw bales, matting, and diking. | The following property is used 100% for pollution control to meet or exceed federal or state regulations: Sedimentation and erosion controls consisting of slope breakers, silt fences, sedimentation barriers, staked hay or straw bales, matting, and diking. | 2024-03-26 | 5457629 | 100
26331 | T1 | ONEOK ARBUCKLE II PIPELINE LLC | ONEOK ARBUCKLE II MONTAGUE PIPELINE SEGMENTS | MONTAGUE COUNTY PIPELINE SEGMENTS, MONTAGUE, TX, 76251 | Montague County | TX | 76251 | MONTAGUE | CN605693274 | RN111889267 | Sedimentation and erosion controls consisting of slope breakers, silt fences, sedimentation barriers, staked hay or straw bales, matting, and diking. | The following property is used 100% for pollution control to meet or exceed federal or state regulations: Sedimentation and erosion controls consisting of slope breakers, silt fences, sedimentation barriers, staked hay or straw bales, matting, and diking. | 2024-03-26 | 3896381 | 100
26332 | T1 | ONEOK ARBUCKLE II PIPELINE LLC | ONEOK ARBUCKLE II MADISON PIPELINE SEGMENTS | MADISON COUNTY PIPELINE SEGMENTS, MADISON, TX, 75852 | Madison County | TX | 75852 | MADISON | CN605693274 | RN111889275 | Sedimentation and erosion controls consisting of slope breakers, silt fences, sedimentation barriers, staked hay or straw bales, matting, and diking. | The following property is used 100% for pollution control to meet or exceed federal or state regulations: Sedimentation and erosion controls consisting of slope breakers, silt fences, sedimentation barriers, staked hay or straw bales, matting, and diking. | 2024-03-26 | 3171792 | 100
26333 | T1 | ONEOK ARBUCKLE II PIPELINE LLC | ONEOK ARBUCKLE II LIMESTONE PIPELINE SEGMENTS | LIMESTONE COUNTY PIPELINE SEGMENTS, LIMESTONE, TX | Limestone County | TX | 76678 | LIMESTONE | CN605693274 | RN111889283 | Sedimentation and erosion controls consisting of slope breakers, silt fences, sedimentation barriers, staked hay or straw bales, matting, and diking. | The following property is used 100% for pollution control to meet or exceed federal or state regulations: Sedimentation and erosion controls consisting of slope breakers, silt fences, sedimentation barriers, staked hay or straw bales, matting, and diking. | 2024-03-26 | 6522828 | 100
26334 | T1 | ONEOK ARBUCKLE II PIPELINE LLC | ONEOK ARBUCKLE II LEON PIPELINE SEGMENTS | LEON COUNTY PIPELINE SEGMENTS, LEON, TX | Leon County | TX | 75850 | LEON | CN605693274 | RN111889291 | Sedimentation and erosion controls consisting of slope breakers, silt fences, sedimentation barriers, staked hay or straw bales, matting, and diking. | The following property is used 100% for pollution control to meet or exceed federal or state regulations: Sedimentation and erosion controls consisting of slope breakers, silt fences, sedimentation barriers, staked hay or straw bales, matting, and diking. | 2024-03-26 | 4240860 | 100
26335 | T1 | ONEOK ARBUCKLE II PIPELINE LLC | ONEOK ARBUCKLE II JOHNSON PIPELINE SEGMENTS | JOHNSON COUNTY PIPELINE SEGMENTS, JOHNSON, TX 76093 | Johnson County | TX | 76093 | JOHNSON | CN605693274 | RN111889309 | Sedimentation and erosion controls consisting of slope breakers, silt fences, sedimentation barriers, staked hay or straw bales, matting, and diking. | The following property is used 100% for pollution control to meet or exceed federal or state regulations: Sedimentation and erosion controls consisting of slope breakers, silt fences, sedimentation barriers, staked hay or straw bales, matting, and diking. | 2024-03-26 | 3826524 | 100
26336 | T1 | ONEOK ARBUCKLE II PIPELINE LLC | ONEOK ARBUCKLE II JACK PIPELINE SEGMENTS | JACK COUNTY PIPELINE SEGMENTS, JACK, TX, 76459 | Jack County | TX | 76459 | JACK | CN605693274 | RN111889317 | Sedimentation and erosion controls consisting of slope breakers, silt fences, sedimentation barriers, staked hay or straw bales, matting, and diking. | The following property is used 100% for pollution control to meet or exceed federal or state regulations: Sedimentation and erosion controls consisting of slope breakers, silt fences, sedimentation barriers, staked hay or straw bales, matting, and diking. | 2024-03-26 | 4013568 | 100
26337 | T1 | ONEOK ARBUCKLE II PIPELINE LLC | ONEOK ARBUCKLE II HOOD PIPELINE SEGMENTS | HOOD COUNTY PIPELINE SEGMENTS, HOOD, TX 76048 | Hood County | TX | 76048 | HOOD | CN605693274 | RN111889325 | Sedimentation and erosion controls consisting of slope breakers, silt fences, sedimentation barriers, staked hay or straw bales, matting, and diking. | The following property is used 100% for pollution control to meet or exceed federal or state regulations: Sedimentation and erosion controls consisting of slope breakers, silt fences, sedimentation barriers, staked hay or straw bales, matting, and diking. | 2024-03-26 | 1455917 | 100
26338 | T1 | ONEOK ARBUCKLE II PIPELINE LLC | ONEOK ARBUCKLE II HILL PIPELINE SEGMENTS | HILL COUNTY PIPELINE SEGMENTS, HILL TX 76645 | Hill County | TX | 76645 | HILL | CN605693274 | RN111889333 | Sedimentation and erosion controls consisting of slope breakers, silt fences, sedimentation barriers, staked hay or straw bales, matting, and diking. | The following property is used 100% for pollution control to meet or exceed federal or state regulations: Sedimentation and erosion controls consisting of slope breakers, silt fences, sedimentation barriers, staked hay or straw bales, matting, and diking. | 2024-03-26 | 7664436 | 100
26339 | T1 | ONEOK ARBUCKLE II PIPELINE LLC | ONEOK ARBUCKLE II CHAMBERS PIPELINE SEGMENTS | CHAMBERS COUNTY PIPELINE SEGMENTS, CHAMBERS, TX | Chambers County | TX | 77580 | CHAMBERS | CN605693274 | RN111889341 | Sedimentation and erosion controls consisting of slope breakers, silt fences, sedimentation barriers, staked hay or straw bales, matting, and diking. | The following property is used 100% for pollution control to meet or exceed federal or state regulations: Sedimentation and erosion controls consisting of slope breakers, silt fences, sedimentation barriers, staked hay or straw bales, matting, and diking. | 2024-03-26 | 277243 | 100
26340 | T1 | BRIDGETEX PIPELINE COMPANY LLC | BRIDGETEX PIPELINE COMPANY HAMILTON COUNTY PIPE SEGMENTS | BRIDGETEX PIPELINE COMPANY PIPELINES | Hamilton County | TX | 76531 | HAMILTON | CN605643147 | RN111889374 | Sedimentation and erosion controls consisting of slope breakers, silt fences, sedimentation barriers, staked hay or straw bales, matting, and diking. | The following property is used 100% for pollution control to meet or exceed federal or state regulations: Sedimentation and erosion controls consisting of slope breakers, silt fences, sedimentation barriers, staked hay or straw bales, matting, and diking. | 2024-03-27 | 2730000 | 100
26341 | T1 | BRIDGETEX PIPELINE COMPANY LLC | BRIDGETEX PIPELINE COMPANY GRIMES COUNTY PIPE SEGMENTS | BRIDGETEX PIPELINE COMPANY PIPELINES IN GRIMES COUNTY | Grimes County | TX | 77861 | GRIMES | CN605643147 | RN111889382 | Sedimentation and erosion controls consisting of slope breakers, silt fences, sedimentation barriers, staked hay or straw bales, matting, and diking. | The following property is used 100% for pollution control to meet or exceed federal or state regulations: Sedimentation and erosion controls consisting of slope breakers, silt fences, sedimentation barriers, staked hay or straw bales, matting, and diking. | 2024-03-27 | 3500640 | 100
26342 | T1 | BRIDGETEX PIPELINE COMPANY LLC | BRIDGETEX PIPELINE COMPANY FISHER COUNTY PIPE SEGMENTS | BRIDGETEX PIPELINE COMPANY PIPELINES IN FISHER COUNTY | Fisher County | TX | 79543 | FISHER | CN605643147 | RN111889390 | Sedimentation and erosion controls consisting of slope breakers, silt fences, sedimentation barriers, staked hay or straw bales, matting, and diking. | The following property is used 100% for pollution control to meet or exceed federal or state regulations: Sedimentation and erosion controls consisting of slope breakers, silt fences, sedimentation barriers, staked hay or straw bales, matting, and diking. | 2024-03-27 | 2563600 | 100
26343 | T1 | BRIDGETEX PIPELINE COMPANY LLC | BRIDGETEX PIPELINE COMPANY FALLS COUNTY PIPE SEGMENTS | BRIDGETEX PIPELINE COMPANY PIPELINES IN FALLS COUNTY | Falls County | TX | 76570 | FALLS | CN605643147 | RN111889408 | Sedimentation and erosion controls consisting of slope breakers, silt fences, sedimentation barriers, staked hay or straw bales, matting, and diking. | The following property is used 100% for pollution control to meet or exceed federal or state regulations: Sedimentation and erosion controls consisting of slope breakers, silt fences, sedimentation barriers, staked hay or straw bales, matting, and diking. | 2024-03-27 | 2400320 | 100
26344 | T1 | BRIDGETEX PIPELINE COMPANY LLC | BRIDGETEX PIPELINE COMPANY CORYELL COUNTY PIPE SEGMENTS | BRIDGETEX PIPELINE COMPANY PIPELINES IN CORYELL COUNTY | Coryell County | TX | 76561 | CORYELL | CN605643147 | RN111889416 | Sedimentation and erosion controls consisting of slope breakers, silt fences, sedimentation barriers, staked hay or straw bales, matting, and diking. | The following property is used 100% for pollution control to meet or exceed federal or state regulations: Sedimentation and erosion controls consisting of slope breakers, silt fences, sedimentation barriers, staked hay or straw bales, matting, and diking. | 2024-03-27 | 4220320 | 100
26345 | T1 | BRIDGETEX PIPELINE COMPANY LLC | BRIDGETEX PIPELINE COMPANY COMANCHE COUNTY PIPE SEGMENTS | BRIDGETEX PIPELINE COMPANY PIPELINES IN COMANCHE COUNTY | Comanche County | TX | 76442 | COMANCHE | CN605643147 | RN111889424 | Sedimentation and erosion controls consisting of slope breakers, silt fences, sedimentation barriers, staked hay or straw bales, matting, and diking. | The following property is used 100% for pollution control to meet or exceed federal or state regulations: Sedimentation and erosion controls consisting of slope breakers, silt fences, sedimentation barriers, staked hay or straw bales, matting, and diking. | 2024-03-27 | 3226080 | 100
26346 | T1 | BRIDGETEX PIPELINE COMPANY LLC | BRIDGETEX PIPELINE COMPANY CALLAHAN COUNTY PIPE SEGMENTS | BRIDGETEX PIPELINE COMPANY PIPELINES IN CALLAHAN COUNTY | Callahan County | TX | 76443 | CALLAHAN | CN605643147 | RN111889432 | Sedimentation and erosion controls consisting of slope breakers, silt fences, sedimentation barriers, staked hay or straw bales, matting, and diking. | The following property is used 100% for pollution control to meet or exceed federal or state regulations: Sedimentation and erosion controls consisting of slope breakers, silt fences, sedimentation barriers, staked hay or straw bales, matting, and diking. | 2024-03-27 | 3155360 | 100
26347 | T1 | BRIDGETEX PIPELINE COMPANY LLC | BRIDGETEX PIPELINE COMPANY BROWN COUNTY PIPE SEGMENTS | BRIDGETEX PIPELINE COMPANY PIPELINES IN BROWN COUNTY | Brown County | TX | 76857 | BROWN | CN605643147 | RN111889440 | Sedimentation and erosion controls consisting of slope breakers, silt fences, sedimentation barriers, staked hay or straw bales, matting, and diking. | The following property is used 100% for pollution control to meet or exceed federal or state regulations: Sedimentation and erosion controls consisting of slope breakers, silt fences, sedimentation barriers, staked hay or straw bales, matting, and diking. | 2024-03-27 | 2709200 | 100
26348 | T1 | BRIDGETEX PIPELINE COMPANY LLC | BRIDGETEX PIPELINE COMPANY BRAZOS COUNTY PIPE SEGMENTS | BRIDGETEX PIPELINE COMPANY PIPELINES IN BRAZOS COUNTY | Brazos County | TX | 77808 | BRAZOS | CN605643147 | RN111889457 | Sedimentation and erosion controls consisting of slope breakers, silt fences, sedimentation barriers, staked hay or straw bales, matting, and diking. | The following property is used 100% for pollution control to meet or exceed federal or state regulations: Sedimentation and erosion controls consisting of slope breakers, silt fences, sedimentation barriers, staked hay or straw bales, matting, and diking. | 2024-03-27 | 1609296 | 100
26349 | T1 | BRIDGETEX PIPELINE COMPANY LLC | BRIDGETEX PIPELINE COMPANY BELL COUNTY PIPE SEGMENTS | BRIDGETEX PIPELINE COMPANY PIPE SEGMENTS IN BELL COUNTY | Bell County | TX | 76579 | BELL | CN605643147 | RN111889465 | Sedimentation and erosion controls consisting of slope breakers, silt fences, sedimentation barriers, staked hay or straw bales, matting, and diking. | The following property is used 100% for pollution control to meet or exceed federal or state regulations: Sedimentation and erosion controls consisting of slope breakers, silt fences, sedimentation barriers, staked hay or straw bales, matting, and diking. | 2024-03-27 | 425360 | 100
26350 | T1 | MAGELLAN PIPELINE COMPANY LP | MAGELLAN PIPELINE COMPANY ECTOR COUNTY PIPE SEGMENTS | MAGELLAN PIPELINE COMPANY PIPELINES IN ECTOR COUNTY | Ector County | TX | 79760 | ECTOR | CN605367739 | RN111889473 | Sedimentation and erosion controls consisting of slope breakers, silt fences, sedimentation barriers, staked hay or straw bales, matting, and diking. | The following property is used 100% for pollution control to meet or exceed federal or state regulations: Sedimentation and erosion controls consisting of slope breakers, silt fences, sedimentation barriers, staked hay or straw bales, matting, and diking. | 2024-03-27 | 1106560 | 100
26351 | T1 | MAGELLAN PIPELINE COMPANY LP | MAGELLAN PIPELINE COMPANY CRANE COUNTY PIPE SEGMENTS | MAGELLAN PIPELINE COMPANY PIPELINES IN CRANE COUNTY | Crane County | TX | 79731 | CRANE | CN605367739 | RN111889481 | Sedimentation and erosion controls consisting of slope breakers, silt fences, sedimentation barriers, staked hay or straw bales, matting, and diking. | The following property is used 100% for pollution control to meet or exceed federal or state regulations: Sedimentation and erosion controls consisting of slope breakers, silt fences, sedimentation barriers, staked hay or straw bales, matting, and diking. | 2024-03-27 | 1389440 | 100
26352 | T1 | BRIDGETEX PIPELINE COMPANY LLC | BRIDGETEX PIPELINE COMPANY TAYLOR COUNTY PIPE SEGMENTS | BRIDGETEX PIPELINE COMPANY PIPELINES IN TAYLOR COUNTY | Taylor County | TX | 79561 | TAYLOR | CN605643147 | RN111889499 | Sedimentation and erosion controls consisting of slope breakers, silt fences, sedimentation barriers, staked hay or straw bales, matting, and diking. | The following property is used 100% for pollution control to meet or exceed federal or state regulations: Sedimentation and erosion controls consisting of slope breakers, silt fences, sedimentation barriers, staked hay or straw bales, matting, and diking. | 2024-03-27 | 3447184 | 100
26353 | T1 | BRIDGETEX PIPELINE COMPANY LLC | BRIDGETEX PIPELINE COMPANY SCURRY COUNTY PIPE SEGMENTS | BRIDGETEX PIPELINE COMPANY PIPELINES IN SCURRY COUNTY | Scurry County | TX | 79526 | SCURRY | CN605643147 | RN111889507 | Sedimentation and erosion controls consisting of slope breakers, silt fences, sedimentation barriers, staked hay or straw bales, matting, and diking. | The following property is used 100% for pollution control to meet or exceed federal or state regulations: Sedimentation and erosion controls consisting of slope breakers, silt fences, sedimentation barriers, staked hay or straw bales, matting, and diking. | 2024-03-27 | 1463280 | 100
26354 | T1 | BRIDGETEX PIPELINE COMPANY LLC | BRIDGETEX PIPELINE COMPANY ROBERTSON COUNTY PIPE SEGMENTS | BRIDGETEX PIPELINE COMPANY PIPELINES IN ROBERTSON COUNTY | Robertson County | TX | 77859 | ROBERTSON | CN605643147 | RN111889515 | Sedimentation and erosion controls consisting of slope breakers, silt fences, sedimentation barriers, staked hay or straw bales, matting, and diking. | The following property is used 100% for pollution control to meet or exceed federal or state regulations: Sedimentation and erosion controls consisting of slope breakers, silt fences, sedimentation barriers, staked hay or straw bales, matting, and diking. | 2024-03-27 | 2572024 | 100
26355 | T1 | BRIDGETEX PIPELINE COMPANY LLC | BRIDGETEX PIPELINE COMPANY NOLAN COUNTY PIPE SEGMENTS | BRIDGETEX PIPELINE COMPANY PIPELINES IN NOLAN COUNTY | Nolan County | TX | 79561 | NOLAN | CN605643147 | RN111889523 | Sedimentation and erosion controls consisting of slope breakers, silt fences, sedimentation barriers, staked hay or straw bales, matting, and diking. | The following property is used 100% for pollution control to meet or exceed federal or state regulations: Sedimentation and erosion controls consisting of slope breakers, silt fences, sedimentation barriers, staked hay or straw bales, matting, and diking. | 2024-03-27 | 2856880 | 100
26356 | T1 | BRIDGETEX PIPELINE COMPANY LLC | BRIDGETEX PIPELINE COMPANY MONTGOMERY COUNTY PIPE SEGMENTS | BRIDGETEX PIPELINE COMPANY PIPELINES IN MONTGOMERY COUNTY | Montgomery County | TX | 77354 | MONTGOMERY | CN605643147 | RN111889531 | Sedimentation and erosion controls consisting of slope breakers, silt fences, sedimentation barriers, staked hay or straw bales, matting, and diking. | The following property is used 100% for pollution control to meet or exceed federal or state regulations: Sedimentation and erosion controls consisting of slope breakers, silt fences, sedimentation barriers, staked hay or straw bales, matting, and diking. | 2024-03-27 | 2373696 | 100
26357 | T1 | BRIDGETEX PIPELINE COMPANY LLC | BRIDGETEX PIPELINE COMPANY MITCHELL COUNTY PIPE SEGMENTS | BRIDGETEX PIPELINE COMPANY PIPELINES IN MITCHELL COUNTY | Mitchell County | TX | 79512 | MITCHELL | CN605643147 | RN111889549 | Sedimentation and erosion controls consisting of slope breakers, silt fences, sedimentation barriers, staked hay or straw bales, matting, and diking. | The following property is used 100% for pollution control to meet or exceed federal or state regulations: Sedimentation and erosion controls consisting of slope breakers, silt fences, sedimentation barriers, staked hay or straw bales, matting, and diking. | 2024-03-27 | 451360 | 100
26358 | T1 | BRIDGETEX PIPELINE COMPANY LLC | BRIDGETEX PIPELINE COMPANY MILAM PIPE SEGMENTS | BRIDGETEX PIPELINE COMPANY PIPELINES IN MILAM COUNTY | Milam County | TX | 76570 | MILAM | CN605643147 | RN111889556 | Sedimentation and erosion controls consisting of slope breakers, silt fences, sedimentation barriers, staked hay or straw bales, matting, and diking. | The following property is used 100% for pollution control to meet or exceed federal or state regulations: Sedimentation and erosion controls consisting of slope breakers, silt fences, sedimentation barriers, staked hay or straw bales, matting, and diking. | 2024-03-27 | 1142128 | 100
26359 | T1 | BRIDGETEX PIPELINE COMPANY LLC | BRIDGETEX PIPELINE COMPANY MCLENNAN COUNTY PIPE SEGMENTS | BRIDGETEX PIPELINE COMPANY PIPELINES IN MCLENNAN COUNTY | Mclennan County | TX | 76557 | MCLENNAN | CN605643147 | RN111889564 | Sedimentation and erosion controls consisting of slope breakers, silt fences, sedimentation barriers, staked hay or straw bales, matting, and diking. | The following property is used 100% for pollution control to meet or exceed federal or state regulations: Sedimentation and erosion controls consisting of slope breakers, silt fences, sedimentation barriers, staked hay or straw bales, matting, and diking. | 2024-03-27 | 1307280 | 100
26360 | T1 | HFOTCO LLC | HFOTCO TERMINAL | 0 JACINTOPORT BLVD | HARRIS | TX | 77015 | HARRIS | CN603316548 | RN111888913 | Internal Floating Storage Tank Roofs on Tanks 250-1 250-2 250-3 250-4 266-1 266-2 used for evaporative control and reduce VOC emissions | NOD response not received | 2024-05-08 | 6128000 | 100
26361 | T1 | PATTERSON-UTI DRILLING COMPANY LLC | PATTERSON DRILLING | 9915 W INDUSTRIAL AVE | MIDLAND | TX | 79706 | MIDLAND | CN603425174 | RN102277621 | Spill response equipment consisting of ram type blowout preventers, a closing unit, and a choke manifold system on Rig 221. | The following property is used 100% for pollution control to meet or exceed federal or state regulations: Spill response equipment consisting of ram type blowout preventers, a closing unit, and a choke manifold system on Rig 221. | 2024-02-27 | 2260000 | 100
26362 | T1 | PATTERSON-UTI DRILLING COMPANY LLC | PATTERSON DRILLING | 9915 W INDUSTRIAL AVE | MIDLAND | TX | 79706 | MIDLAND | CN603425174 | RN102277621 | Drilling mud recycling system consisting of a shaker tank, shale shakers, desilter, desander, and degassers on Rig 260. | The following property is used 100% for pollution control to meet or exceed federal or state regulations: Drilling mud recycling system consisting of a shaker tank, shale shakers, desilter, desander, and degassers on Rig 260. | 2024-02-26 | 3590000 | 100
26363 | T1 | PATTERSON-UTI DRILLING COMPANY LLC | PATTERSON DRILLING | 9915 W INDUSTRIAL AVE | MIDLAND | TX | 79706 | MIDLAND | CN603425174 | RN102277621 | Spill response equipment consisting of ram type blowout preventers, a closing unit, and a choke manifold system on Rig 260. | The following property is used 100% for pollution control to meet or exceed federal or state regulations: Spill response equipment consisting of ram type blowout preventers, a closing unit, and a choke manifold system on Rig 260. | 2024-02-27 | 2260000 | 100
26364 | T1 | PATTERSON-UTI DRILLING COMPANY LLC | PATTERSON DRILLING | 9915 W INDUSTRIAL AVE | MIDLAND | TX | 79706 | MIDLAND | CN603425174 | RN102277621 | Drilling mud recycling system consisting of a shaker tank, shale shakers, desilter, desander, and degassers on Rig 279. | The following property is used 100% for pollution control to meet or exceed federal or state regulations: Drilling mud recycling system consisting of a shaker tank, shale shakers, desilter, desander, and degassers on Rig 279. | 2024-02-26 | 3590000 | 100
26365 | T1 | PATTERSON-UTI DRILLING COMPANY LLC | PATTERSON DRILLING | 9915 W INDUSTRIAL AVE | MIDLAND | TX | 79706 | MIDLAND | CN603425174 | RN102277621 | Spill response equipment consisting of ram type blowout preventers, a closing unit, and a choke manifold system on Rig 279. | The following property is used 100% for pollution control to meet or exceed federal or state regulations: Spill response equipment consisting of ram type blowout preventers, a closing unit, and a choke manifold system on Rig 279. | 2024-02-27 | 2260000 | 100
26366 | T1 | PATTERSON-UTI DRILLING COMPANY LLC | PATTERSON DRILLING | 9915 W INDUSTRIAL AVE | MIDLAND | TX | 79706 | MIDLAND | CN603425174 | RN102277621 | Drilling mud recycling system consisting of a shaker tank, shale shakers, desilter, desander, and degassers on Rig 297. | The following property is used 100% for pollution control to meet or exceed federal or state regulations: Drilling mud recycling system consisting of a shaker tank, shale shakers, desilter, desander, and degassers on Rig 297. | 2024-02-26 | 3590000 | 100
26367 | T1 | PATTERSON-UTI DRILLING COMPANY LLC | PATTERSON DRILLING | 9915 W INDUSTRIAL AVE | MIDLAND | TX | 79706 | MIDLAND | CN603425174 | RN102277621 | Spill response equipment consisting of ram type blowout preventers, a closing unit, and a choke manifold system on Rig 297. | The following property is used 100% for pollution control to meet or exceed federal or state regulations: Spill response equipment consisting of ram type blowout preventers, a closing unit, and a choke manifold system on Rig 297. | 2024-02-27 | 2640000 | 100
26368 | T1 | PATTERSON-UTI DRILLING COMPANY LLC | PATTERSON DRILLING | 9915 W INDUSTRIAL AVE | MIDLAND | TX | 79706 | MIDLAND | CN603425174 | RN102277621 | Drilling mud recycling system consisting of a shaker tank, shale shakers, desilter, desander, and degassers on Rig 566. | The following property is used 100% for pollution control to meet or exceed federal or state regulations: Drilling mud recycling system consisting of a shaker tank, shale shakers, desilter, desander, and degassers on Rig 566. | 2024-02-26 | 3590000 | 100
26369 | T1 | PATTERSON-UTI DRILLING COMPANY LLC | PATTERSON DRILLING | 9915 W INDUSTRIAL AVE | MIDLAND | TX | 79706 | MIDLAND | CN603425174 | RN102277621 | Spill response equipment consisting of ram type blowout preventers, a closing unit, and a choke manifold system on Rig 566. | The following property is used 100% for pollution control to meet or exceed federal or state regulations: Spill response equipment consisting of ram type blowout preventers, a closing unit, and a choke manifold system on Rig 566. | 2024-02-27 | 2260000 | 100
26370 | T1 | PATTERSON-UTI DRILLING COMPANY LLC | PATTERSON DRILLING | 9915 W INDUSTRIAL AVE | MIDLAND | TX | 79706 | MIDLAND | CN603425174 | RN102277621 | Drilling mud recycling system consisting of a shaker tank, shale shakers, desilter, desander, and degassers on Rig 816. | The following property is used 100% for pollution control to meet or exceed federal or state regulations: Drilling mud recycling system consisting of a shaker tank, shale shakers, desilter, desander, and degassers on Rig 816. | 2024-02-26 | 3590000 | 100
26371 | T1 | PATTERSON-UTI DRILLING COMPANY LLC | PATTERSON DRILLING | 9915 W INDUSTRIAL AVE | MIDLAND | TX | 79706 | MIDLAND | CN603425174 | RN102277621 | Spill response equipment consisting of ram type blowout preventers, a closing unit, and a choke manifold system on Rig 816. | The following property is used 100% for pollution control to meet or exceed federal or state regulations: Spill response equipment consisting of ram type blowout preventers, a closing unit, and a choke manifold system on Rig 816. | 2024-02-27 | 2260000 | 100
26372 | T1 | KIRBY INLAND MARINE LP | CHANNELVIEW OPERATIONS | 16538 DE ZAVALLA RD | CHANNELVIEW | TX | 77530 | HARRIS | CN600611206 | RN104352265 | Vapor control system including a vapor collection system, cargo gauging system, liquid overfill protection, vapor overpressure, vacuum protection, and pressure vacuum indicating device on tank barges Kirby 16846, Kirby 11360, Kirby 11361, Kirby 11355, Kirby 11356, FMT 1010, FMT 1012, Kirby 11357, Kirby 11401, Kirby 11358, Kirby 11402, Kirby 11403, FMT 1036, FMT 1038, FMT 1040, FMT 1042, FMT 1044, FMT 1046, Kirby 11359, FMT 1052, FMT 1074, Kirby 11007, FMT 2000, FMT 2002, Kirby 16847, Kirby 16848, Kirby 16849, and Kirby 11620. | The following property is used 100% for pollution control to meet or exceed federal or state regulations: Vapor control system including a vapor collection system, cargo gauging system, liquid overfill protection, vapor overpressure, vacuum protection, and pressure vacuum indicating device on tank barges Kirby 16846, Kirby 11360, Kirby 11361, Kirby 11355, Kirby 11356, FMT 1010, FMT 1012, Kirby 11357, Kirby 11401, Kirby 11358, Kirby 11402, Kirby 11403, FMT 1036, FMT 1038, FMT 1040, FMT 1042, FMT 1044, FMT 1046, Kirby 11359, FMT 1052, FMT 1074, Kirby 11007, FMT 2000, FMT 2002, Kirby 16847, Kirby 16848, Kirby 16849, and Kirby 11620. | 2024-04-04 | 28582064 | 100
26373 | T1 | KIRBY INLAND MARINE LP | CHANNELVIEW OPERATIONS | 16538 DE ZAVALLA RD | CHANNELVIEW | TX | 77530 | HARRIS | CN600611206 | RN104352265 | The property consists of a vapor control system on 28 petrochemical tank barges on attached list as required by USCG regulations, including a vapor collection system, cargo gauging system, liquid overfill protection, vapor overpressure, vacuum protection, and pressure vacuum indicating device. This system prevents the discharge of hazardous petrochemical cargo vapors while the barge is being loaded or unloaded. | The following property is used 100% for pollution control to meet or exceed federal or state regulations: The property consists of a vapor control system on 28 petrochemical tank barges on attached list as required by USCG regulations, including a vapor collection system, cargo gauging system, liquid overfill protection, vapor overpressure, vacuum protection, and pressure vacuum indicating device. This system prevents the discharge of hazardous petrochemical cargo vapors while the barge is being loaded or unloaded. | 2024-04-04 | 8166304 | 100
26374 | T1 | PINNACLE MIDSTREAM LLC | PINNACLE MIDSTREAM REEVES COUNTY PIPELINE | PINNACLE MIDSTREAM REEVES COUNTY PIPELINE | Reeves County | TX | 79735 | REEVES | CN605279199 | RN111891792 | Sedimentation and erosion controls consisting of slope breakers, silt fences, sedimentation barriers, staked hay or straw bales, matting, and diking. | The following property is used 100% for pollution control to meet or exceed federal or state regulations: Sedimentation and erosion controls consisting of slope breakers, silt fences, sedimentation barriers, staked hay or straw bales, matting, and diking. | 2024-03-27 | 1547580 | 100
26375 | T1 | PINNACLE MIDSTREAM LLC | PINNACLE MIDSTREAM CULBERSON COUNTY PIPELINE | PINNACLE MIDSTREAM CULBERSON COUNTY PIPELINE | Culberson County | TX | 79855 | CULBERSON | CN605279199 | RN111891800 | Sedimentation and erosion controls consisting of slope breakers, silt fences, sedimentation barriers, staked hay or straw bales, matting, and diking. | The following property is used 100% for pollution control to meet or exceed federal or state regulations: Sedimentation and erosion controls consisting of slope breakers, silt fences, sedimentation barriers, staked hay or straw bales, matting, and diking. | 2024-03-27 | 5294880 | 100
26376 | T1 | PERMIAN GAS LLC | PERMIAN GAS REEVES COUNTY PIPELINE | PERMIAN GAS REEVES COUNTY PIPELINE | Reeves County | TX | 79735 | REEVES | CN605649995 | RN111891818 | Sedimentation and erosion controls consisting of slope breakers, silt fences, sedimentation barriers, staked hay or straw bales, matting, and diking. | The following property is used 100% for pollution control to meet or exceed federal or state regulations: Sedimentation and erosion controls consisting of slope breakers, silt fences, sedimentation barriers, staked hay or straw bales, matting, and diking. | 2024-03-27 | 4128900 | 100
26377 | T1 | EAGLECLAW MIDSTREAM VENTURES LLC | EAGLECLAW MIDSTREAM WARD COUNTY PIPELINE | EAGLECLAW MIDSTREAM WARD COUNTY PIPELINE | Ward County | TX | 79756 | WARD | CN604921882 | RN111891826 | Sedimentation and erosion controls consisting of slope breakers, silt fences, sedimentation barriers, staked hay or straw bales, matting, and diking. | The following property is used 100% for pollution control to meet or exceed federal or state regulations: Sedimentation and erosion controls consisting of slope breakers, silt fences, sedimentation barriers, staked hay or straw bales, matting, and diking. | 2024-03-27 | 1721600 | 100
26378 | T1 | EAGLECLAW MIDSTREAM VENTURES LLC | EAGLECLAW MIDSTREAM REEVES COUNTY PIPELINE | EAGLECLAW MIDSTREAM REEVES COUNTY PIPELINE | Reeves County | TX | 79735 | REEVES | CN604921882 | RN111891834 | Sedimentation and erosion controls consisting of slope breakers, silt fences, sedimentation barriers, staked hay or straw bales, matting, and diking. | The following property is used 100% for pollution control to meet or exceed federal or state regulations: Sedimentation and erosion controls consisting of slope breakers, silt fences, sedimentation barriers, staked hay or straw bales, matting, and diking. | 2024-03-27 | 30166520 | 100
26379 | T1 | EAGLECLAW MIDSTREAM VENTURES LLC | EAGLECLAW MIDSTREAM LOVING COUNTY PIPELINE | EAGLECLAW MIDSTREAM LOVING COUNTY PIPELINE | Loving County | TX | 76460 | LOVING | CN604921882 | RN111891842 | Sedimentation and erosion controls consisting of slope breakers, silt fences, sedimentation barriers, staked hay or straw bales, matting, and diking. | The following property is used 100% for pollution control to meet or exceed federal or state regulations: Sedimentation and erosion controls consisting of slope breakers, silt fences, sedimentation barriers, staked hay or straw bales, matting, and diking. | 2024-03-27 | 1065600 | 100
26380 | T1 | EAGLECLAW MIDSTREAM VENTURES LLC | EAGLECLAW MIDSTREAM CULBERSON COUNTY PIPELINE | EAGLECLAW MIDSTREAM CULBERSON COUNTY PIPELINE | Culberson County | TX | 79855 | CULBERSON | CN604921882 | RN111891859 | Sedimentation and erosion controls consisting of slope breakers, silt fences, sedimentation barriers, staked hay or straw bales, matting, and diking. | The following property is used 100% for pollution control to meet or exceed federal or state regulations: Sedimentation and erosion controls consisting of slope breakers, silt fences, sedimentation barriers, staked hay or straw bales, matting, and diking. | 2024-03-27 | 2572320 | 100
26381 | T1 | CR PERMIAN PROCESSING LLC | CR PERMIAN PROCESSING WARD COUNTY PIPELINE | CR PERMIAN PROCESSING WARD COUNTY PIPELINE | Ward County | TX | 79742 | WARD | CN605164201 | RN111891867 | Sedimentation and erosion controls consisting of slope breakers, silt fences, sedimentation barriers, staked hay or straw bales, matting, and diking. | The following property is used 100% for pollution control to meet or exceed federal or state regulations: Sedimentation and erosion controls consisting of slope breakers, silt fences, sedimentation barriers, staked hay or straw bales, matting, and diking. | 2024-03-27 | 600800 | 100
26382 | T1 | CR PERMIAN PROCESSING LLC | CR PERMIAN PROCESSING REEVES COUNTY PIPELINE | CR PERMIAN PROCESSING REEVES COUNTY PIPELINE | Reeves County | TX | 79735 | REEVES | CN605164201 | RN111891875 | Sedimentation and erosion controls consisting of slope breakers, silt fences, sedimentation barriers, staked hay or straw bales, matting, and diking. | The following property is used 100% for pollution control to meet or exceed federal or state regulations: Sedimentation and erosion controls consisting of slope breakers, silt fences, sedimentation barriers, staked hay or straw bales, matting, and diking. | 2024-03-27 | 17082150 | 100
26383 | T1 | CR PERMIAN PROCESSING LLC | CR FIELD SERVICES REEVES COUNTY PIPELINE | CR FIELD SERVICES REEVES COUNTY PIPELINE | Reeves County | TX | 79735 | REEVES | CN605164201 | RN111891883 | Sedimentation and erosion controls consisting of slope breakers, silt fences, sedimentation barriers, staked hay or straw bales, matting, and diking. | The following property is used 100% for pollution control to meet or exceed federal or state regulations: Sedimentation and erosion controls consisting of slope breakers, silt fences, sedimentation barriers, staked hay or straw bales, matting, and diking. | 2024-03-27 | 2437230 | 100
26384 | T1 | ALTUS MIDSTREAM GATHERING LP | ALTUS MIDSTREAM GATHERING REEVES COUNTY PIPELINE | ALTUS MIDSTREAM GATHERING REEVES COUNTY PIPELINE | Reeves County | TX | 79735 | REEVES | CN605667799 | RN111891891 | Sedimentation and erosion controls consisting of slope breakers, silt fences, sedimentation barriers, staked hay or straw bales, matting, and diking. | The following property is used 100% for pollution control to meet or exceed federal or state regulations: Sedimentation and erosion controls consisting of slope breakers, silt fences, sedimentation barriers, staked hay or straw bales, matting, and diking. | 2024-03-27 | 24202400 | 100
26385 | T1 | ALTUS MIDSTREAM NGL PIPELINE LP | ALTUS MIDSTREAM NGL REEVES PIPELINE | ALTUS MIDSTREAM NGL REEVES PIPELINE | Reeves County | TX | 79735 | REEVES | CN605630326 | RN111891909 | Sedimentation and erosion controls consisting of slope breakers, silt fences, sedimentation barriers, staked hay or straw bales, matting, and diking. | The following property is used 100% for pollution control to meet or exceed federal or state regulations: Sedimentation and erosion controls consisting of slope breakers, silt fences, sedimentation barriers, staked hay or straw bales, matting, and diking. | 2024-03-27 | 2609200 | 100
26386 | T1 | ALTUS MIDSTREAM GATHERING LP | ALTUS MIDSTREAM GATHERING PECOS COUNTY PIPELINE | ALTUS MIDSTREAM GATHERING PECOS COUNTY PIPELINE | Pecos County | TX | 79730 | PECOS | CN605667799 | RN111891917 | Sedimentation and erosion controls consisting of slope breakers, silt fences, sedimentation barriers, staked hay or straw bales, matting, and diking. | The following property is used 100% for pollution control to meet or exceed federal or state regulations: Sedimentation and erosion controls consisting of slope breakers, silt fences, sedimentation barriers, staked hay or straw bales, matting, and diking. | 2024-03-27 | 2405300 | 100
26387 | T1 | PATTERSON-UTI DRILLING COMPANY LLC | PATTERSON DRILLING | 9915 W INDUSTRIAL AVE | MIDLAND | TX | 79706 | MIDLAND | CN603425174 | RN102277621 | Low NOx combustion system consisting of electronic fuel injection system including electronic fuel injectors, the electronic control module that controls the injectors, and turbochargers that include an aftercooler on compression ignition engines on Rig 261. | The following property is used 100% for pollution control to meet or exceed federal or state regulations: Low NOx combustion system consisting of electronic fuel injection system including electronic fuel injectors, the electronic control module that controls the injectors, and turbochargers that include an aftercooler on compression ignition engines on Rig 261. | 2024-02-20 | 389600 | 100
26388 | T1 | PATTERSON-UTI DRILLING COMPANY LLC | PATTERSON DRILLING | 9915 W INDUSTRIAL AVE | MIDLAND | TX | 79706 | MIDLAND | CN603425174 | RN102277621 | Low NOx combustion system consisting of electronic fuel injection system including electronic fuel injectors, the electronic control module that controls the injectors, and turbochargers that include an aftercooler on compression ignition engines on Rig 802. | The following property is used 100% for pollution control to meet or exceed federal or state regulations: Low NOx combustion system consisting of electronic fuel injection system including electronic fuel injectors, the electronic control module that controls the injectors, and turbochargers that include an aftercooler on compression ignition engines on Rig 802. | 2024-02-20 | 389600 | 100
26389 | T1 | COCA-COLA SOUTHWEST BEVERAGES LLC | COCA COLA TYLER | 3200 W GENTRY PKWY | TYLER | TX | 75702 | SMITH | CN605328855 | RN100608686 | 106,100 Sq Ft of exterior asphalt paving to control air pollution via dust control | NOD response not received | 2024-05-14 | 371350 | 100
26390 | T1 | HOLCIM US INC | HOLCIM US | 1800 DOVE LN | MIDLOTHIAN | TX | 76065 | ELLIS | CN601505985 | RN100219286 | Line 1 and Line 2 main baghouse and scrubber improvements consisting of dust collector repairs (422-BF1), L1 main baghouse repairs (421-BF1), scrubber bypass duct replacement (421-DUB), L2 main baghouse repairs (422-BF1), motor refurbishment (422-FN1), bypass baghouse duct repairs (4A1-DU5), scrubber duct repair (P61-DU1), scrubber inlet duct replacement (P61-DU1), scrubber recirculation pumps replacement (P61-SP3/SP4), scrubber impeller replacement (P61-SP4), scrubber pump repair (P61-SP5), ScFlex joint replacement (P61-SP6), scrubber pulse pump replacement (P61-SP6), scrubber recirculation pump replacement (P62-SP4), and L2 scrubber replacement (P62-WE1). | The following property is used 100% for pollution control and is installed to meet or exceed federal or state regulations: Line 1 and Line 2 main baghouse and scrubber improvements consisting of dust collector repairs (422-BF1), L1 main baghouse repairs (421-BF1), scrubber bypass duct replacement (421-DUB), L2 main baghouse repairs (422-BF1), motor refurbishment (422-FN1), bypass baghouse duct repairs (4A1-DU5), scrubber duct repair (P61-DU1), scrubber inlet duct replacement (P61-DU1), scrubber recirculation pumps replacement (P61-SP3/SP4), scrubber impeller replacement (P61-SP4), scrubber pump repair (P61-SP5), ScFlex joint replacement (P61-SP6), scrubber pulse pump replacement (P61-SP6), scrubber recirculation pump replacement (P62-SP4), and L2 scrubber replacement (P62-WE1). | 2024-04-11 | 2389737 | 100
26391 | T1 | PATTERSON-UTI DRILLING COMPANY LLC | PATTERSON DRILLING | 9915 W INDUSTRIAL AVE | MIDLAND | TX | 79706 | MIDLAND | CN603425174 | RN102277621 | Low NOx combustion system consisting of electronic fuel injection system including electronic fuel injectors, the electronic control module that controls the injectors, and turbochargers that include an aftercooler on compression ignition engines on Rig 874. | The following property is used 100% for pollution control to meet or exceed federal or state regulations: Low NOx combustion system consisting of electronic fuel injection system including electronic fuel injectors, the electronic control module that controls the injectors, and turbochargers that include an aftercooler on compression ignition engines on Rig 874. | 2024-02-20 | 389600 | 100
26392 | T1 | COCA-COLA SOUTHWEST BEVERAGES LLC | COCA-COLA REFRESHMENTS USA EL PASO | 11001 GATEWAY BLVD W | EL PASO | TX | 79935 | EL PASO | CN605328855 | RN100640317 | 40,858 Sq Ft of Concrete paving to control air pollution via dust control | NOD response not received | 2024-05-14 | 109091 | 100
26393 | T2 | GIBSON ENERGY INFRASTRUCTURE LLC | SOUTH TEXAS GATEWAY TERMINAL | 200 FM RD 1069 | INGLESIDE | TX | 78362 | SAN PATRICIO | CN606208536 | RN110369758 | Dock area erosion control consisting of geotextile fabric on a 17-acre slope at the dock basin, pre-cast articulated concrete block matting, cast-in-place concrete mattressing, and Revet-anchor blocks. | The following property is used 100% for pollution control to meet or exceed federal or state regulations: Dock area erosion control consisting of geotextile fabric on a 17-acre slope at the dock basin, pre-cast articulated concrete block matting, cast-in-place concrete mattressing, and Revet-anchor blocks. | 2024-04-15 | 12610000 | 100
26394 | T1 | GIBSON ENERGY INFRASTRUCTURE LLC | SOUTH TEXAS GATEWAY TERMINAL | 200 FM RD 1069 | INGLESIDE | TX | 78362 | SAN PATRICIO | CN606208536 | RN110369758 | Cathodic protection on storage tanks 1001-1008, 2001-2008, and 3001-3004 used to store oil/petroleum products. | The following property is used 100% for pollution control to meet or exceed federal or state regulations: Cathodic protection on storage tanks 1001-1008, 2001-2008, and 3001-3004 used to store oil/petroleum products. | 2024-05-30 | 1260000 | 100
26395 | T1 | GIBSON ENERGY INFRASTRUCTURE LLC | SOUTH TEXAS GATEWAY TERMINAL | 200 FM RD 1069 | INGLESIDE | TX | 78362 | SAN PATRICIO | CN606208536 | RN110369758 | Valve manifold secondary containment consisting of a concrete floor and walls. | The following property is used 100% for pollution control to meet or exceed federal or state regulations: Valve manifold secondary containment consisting of a concrete floor and walls. | 2024-05-30 | 9170000 | 100
26396 | T1 | GIBSON ENERGY INFRASTRUCTURE LLC | SOUTH TEXAS GATEWAY TERMINAL | 200 FM RD 1069 | INGLESIDE | TX | 78362 | SAN PATRICIO | CN606208536 | RN110369758 | Secondary containment consisting of earthen dikes forming a basin around the tank areas on site including approximately 50 acres of land containing the secondary containment, less the area of the tanks situated within the containment area. This use determination does not include land containing the tanks. | The following property is used 100% for pollution control to meet or exceed federal or state regulations: Secondary containment consisting of earthen dikes forming a basin around the tank areas on site including approximately 50 acres of land containing the secondary containment, less the area of the tanks situated within the containment area. This use determination does not include land containing the tanks. | 2024-04-15 | 11080000 | 100
26397 | T1 | GIBSON ENERGY INFRASTRUCTURE LLC | SOUTH TEXAS GATEWAY TERMINAL | 200 FM RD 1069 | INGLESIDE | TX | 78362 | SAN PATRICIO | CN606208536 | RN110369758 | Stormwater controls used during construction including sump pumps, floor drains, force mains, drain valves, and outfall culverts located primarily within the earthen tank dike system of the terminal. | The following property is used 100% for pollution control to meet or exceed federal or state regulations: Stormwater controls used during construction including sump pumps, floor drains, force mains, drain valves, and outfall culverts located primarily within the earthen tank dike system of the terminal. | 2024-05-30 | 6340000 | 100
26398 | T2 | GIBSON ENERGY INFRASTRUCTURE LLC | SOUTH TEXAS GATEWAY TERMINAL | 200 FM RD 1069 | INGLESIDE | TX | 78362 | SAN PATRICIO | CN606208536 | RN110369758 | POLLUTION CONTROL PROPERTY DESCRIPTION Wetlands can be impacted as a result of human activities that alter the hydrology or topography of the ground surface. This loss of wetland habitat and services has been realized and steps have been taken at the local, state, and federal levels to protect wetlands. One method of protection has been to require mitigation whenever a project has unavoidable wetland impacts. This process requires the impact to be assessed and steps to be taken to mitigate for the impacts through restoration or replacement. Wetland restoration is an important component of improving the condition of impacted ecosystems such as lakes, rivers, springs, and estuaries. In many cases wetlands serve as buffers that protect both the structure and quality of ecosystems by removing pollution before it can enter a fragile ecosystem. Suitable activities to mitigate for wetland losses can include onsite or offsite creation or enhancement, or in some cases purchasing of credits from an approved wetland mitigation bank. The Facility is permitted by the U.S. Army Corps of Engineers to perform dredging activities in navigable tidal waters in the Gulf of Mexico. Dredging activities will impact 0.44 acres of submerged aquatic vegetation, SAV. Compensatory wetlands mitigation is required to offset the unavoidable impacts of the dredging activities by re-establishing wetlands at Redfish Bay Lake. The Facility purchased the 272-acre Redfish Bay Lake property and will replace six dilapidated culverts and/or add additional culverts to improve tidal water exchanges. The 272-acre site and the culverts are entirely dedicated to the wetlands mitigation project. The subject land represents 58 percent of the deeded land - 486.65 Acres - in the referenced appraisal district account numbers and was purchased solely for compensatory wetlands mitigation. | NOD response not received | 2024-05-21 | 4590000 | 100
26399 | T1 | PATTERSON-UTI DRILLING COMPANY LLC | PATTERSON DRILLING | 9915 W INDUSTRIAL AVE | MIDLAND | TX | 79706 | MIDLAND | CN603425174 | RN102277621 | Low NOx combustion system consisting of electronic fuel injection system including electronic fuel injectors, the electronic control module that controls the injectors, and turbochargers that include an aftercooler on compression ignition engines on Rig 879. | The following property is used 100% for pollution control to meet or exceed federal or state regulations: Low NOx combustion system consisting of electronic fuel injection system including electronic fuel injectors, the electronic control module that controls the injectors, and turbochargers that include an aftercooler on compression ignition engines on Rig 879. | 2024-02-20 | 389600 | 100
26400 | T1 | GIBSON ENERGY INFRASTRUCTURE LLC | SOUTH TEXAS GATEWAY TERMINAL | 200 FM RD 1069 | INGLESIDE | TX | 78362 | SAN PATRICIO | CN606208536 | RN110369758 | Improvements to the dredged material placement area consisting of excavation, dike reinforcement, installation of outlet structure, turfing/seeding, and piezometer installation. | The following property is used 100% for pollution control to meet or exceed federal or state regulations: Improvements to the dredged material placement area consisting of excavation, dike reinforcement, installation of outlet structure, turfing/seeding, and piezometer installation. | 2024-05-30 | 11016000 | 100
26401 | T1 | GIBSON ENERGY INFRASTRUCTURE LLC | SOUTH TEXAS GATEWAY TERMINAL | 200 FM RD 1069 | INGLESIDE | TX | 78362 | SAN PATRICIO | CN606208536 | RN110369758 | Dredged soil placement area including dike walls, piping, civil work, and 196 acres of land. | The following property is used 100% for pollution control to meet or exceed federal or state regulations: Dredged soil placement area including dike walls, piping, civil work, and 196 acres of land. | 2024-05-30 | 23970000 | 100
26402 | T1 | GIBSON ENERGY INFRASTRUCTURE LLC | SOUTH TEXAS GATEWAY TERMINAL | 200 FM RD 1069 | INGLESIDE | TX | 78362 | SAN PATRICIO | CN606208536 | RN110369758 | Geodesic dome roofs on tanks 1-20. | The following property is used 100% for pollution control to meet or exceed federal or state regulations: Geodesic dome roofs on tanks 1-20. | 2024-05-30 | 24390000 | 100
26403 | T1 | GIBSON ENERGY INFRASTRUCTURE LLC | SOUTH TEXAS GATEWAY TERMINAL | 200 FM 1069 | INGLESIDE | TX | 78362 | SAN PATRICIO | CN606208536 | RN110369758 | Internal floating roofs on tanks 1-20. | The following property is used 100% for pollution control to meet or exceed federal or state regulations: Internal floating roofs on tanks 1-20. | 2024-04-15 | 12220000 | 100
26404 | T1 | GIBSON ENERGY INFRASTRUCTURE LLC | SOUTH TEXAS GATEWAY TERMINAL | 200 FM RD 1069 | INGLESIDE | TX | 78362 | SAN PATRICIO | CN606208536 | RN110369758 | Four vapor combustion units (VCU) dedicated to marine loading activities and one VCU dedicated to venting from onsite storage tanks consisting of vapor piping, valves, burners, stacks, and associated operational equipment. | The following property is used 100% for pollution control to meet or exceed federal or state regulations: Four vapor combustion units (VCU) dedicated to marine loading activities and one VCU dedicated to venting from onsite storage tanks consisting of vapor piping, valves, burners, stacks, and associated operational equipment. | 2024-04-15 | 23500000 | 100
26405 | T1 | ADAMS EXTRACT | ADAMS EXTRACT & SPICE | 3217 JOHNSON RD | GONZALES | TX | 78629 | GONZALES | CN604286823 | RN100660125 | Dust collection system. | The following property is used 100% for pollution control to meet or exceed federal or state regulations: Dust collection system. | 2024-04-15 | 47492 | 100
26406 | T1 | PATTERSON-UTI DRILLING COMPANY LLC | PATTERSON DRILLING | 9915 W INDUSTRIAL AVE | MIDLAND | TX | 79706 | MIDLAND | CN603425174 | RN102277621 | Low NOx combustion system consisting of electronic fuel injection system including electronic fuel injectors, the electronic control module that controls the injectors, and turbochargers that include an aftercooler on compression ignition engines on Rig 880. | The following property is used 100% for pollution control to meet or exceed federal or state regulations: Low NOx combustion system consisting of electronic fuel injection system including electronic fuel injectors, the electronic control module that controls the injectors, and turbochargers that include an aftercooler on compression ignition engines on Rig 880. | 2024-02-20 | 389600 | 100
26407 | T1 | PATTERSON-UTI DRILLING COMPANY LLC | PATTERSON DRILLING | 9915 W INDUSTRIAL AVE | MIDLAND | TX | 79706 | MIDLAND | CN603425174 | RN102277621 | Low NOx combustion system consisting of electronic fuel injection system including electronic fuel injectors, the electronic control module that controls the injectors, and turbochargers that include an aftercooler on compression ignition engines on Rig 884. | The following property is used 100% for pollution control to meet or exceed federal or state regulations: Low NOx combustion system consisting of electronic fuel injection system including electronic fuel injectors, the electronic control module that controls the injectors, and turbochargers that include an aftercooler on compression ignition engines on Rig 884. | 2024-02-26 | 389600 | 100
26408 | T1 | MAGELLAN PIPELINE COMPANY LP | MAGELLAN PIPELINE COMPANY ECTOR COUNTY PIPE SEGMENTS | MAGELLAN PIPELINE COMPANY PIPELINES IN ECTOR COUNTY | Ector County | TX | 79760 | ECTOR | CN605367739 | RN111889473 | Nondestructive pipeline testing expenditures – Radiography. | The following property is used 100% for pollution control to meet or exceed federal or state regulations: Nondestructive pipeline testing expenditures – Radiography. | 2024-04-09 | 893760 | 100
26409 | T1 | MAGELLAN PIPELINE COMPANY LP | MAGELLAN PIPELINE COMPANY CRANE COUNTY PIPE SEGMENTS | MAGELLAN PIPELINE COMPANY PIPELINES IN CRANE COUNTY | Crane County | TX | 79731 | CRANE | CN605367739 | RN111889481 | Nondestructive pipeline testing expenditures – Radiography. | The following property is used 100% for pollution control to meet or exceed federal or state regulations: Nondestructive pipeline testing expenditures – Radiography. | 2024-04-09 | 1122240 | 100
26410 | T1 | BRIDGETEX PIPELINE COMPANY LLC | BRIDGETEX PIPELINE COMPANY TAYLOR COUNTY PIPE SEGMENTS | BRIDGETEX PIPELINE COMPANY PIPELINES IN TAYLOR COUNTY | Taylor County | TX | 79561 | TAYLOR | CN605643147 | RN111889499 | Nondestructive pipeline testing expenditures – Radiography. | The following property is used 100% for pollution control to meet or exceed federal or state regulations: Nondestructive pipeline testing expenditures – Radiography. | 2024-04-09 | 2784264 | 100
26411 | T1 | BRIDGETEX PIPELINE COMPANY LLC | BRIDGETEX PIPELINE COMPANY SCURRY COUNTY PIPE SEGMENTS | BRIDGETEX PIPELINE COMPANY PIPELINES IN SCURRY COUNTY | Scurry County | TX | 79526 | SCURRY | CN605643147 | RN111889507 | Nondestructive pipeline testing expenditures – Radiography. | The following property is used 100% for pollution control to meet or exceed federal or state regulations: Nondestructive pipeline testing expenditures – Radiography. | 2024-04-09 | 1181880 | 100
26412 | T1 | BRIDGETEX PIPELINE COMPANY LLC | BRIDGETEX PIPELINE COMPANY ROBERTSON COUNTY PIPE SEGMENTS | BRIDGETEX PIPELINE COMPANY PIPELINES IN ROBERTSON COUNTY | Robertson County | TX | 77859 | ROBERTSON | CN605643147 | RN111889515 | Nondestructive pipeline testing expenditures – Radiography. | The following property is used 100% for pollution control to meet or exceed federal or state regulations: Nondestructive pipeline testing expenditures – Radiography. | 2024-04-10 | 2007404 | 100
26413 | T1 | BRIDGETEX PIPELINE COMPANY LLC | BRIDGETEX PIPELINE COMPANY NOLAN COUNTY PIPE SEGMENTS | BRIDGETEX PIPELINE COMPANY PIPELINES IN NOLAN COUNTY | Nolan County | TX | 79561 | NOLAN | CN605643147 | RN111889523 | Nondestructive pipeline testing expenditures – Radiography. | The following property is used 100% for pollution control to meet or exceed federal or state regulations: Nondestructive pipeline testing expenditures – Radiography. | 2024-04-09 | 2307480 | 100
26414 | T1 | BRIDGETEX PIPELINE COMPANY LLC | BRIDGETEX PIPELINE COMPANY MONTGOMERY COUNTY PIPE SEGMENTS | BRIDGETEX PIPELINE COMPANY PIPELINES IN MONTGOMERY COUNTY | Montgomery County | TX | 77354 | MONTGOMERY | CN605643147 | RN111889531 | Nondestructive pipeline testing expenditures – Radiography. | The following property is used 100% for pollution control to meet or exceed federal or state regulations: Nondestructive pipeline testing expenditures – Radiography. | 2024-04-09 | 1917216 | 100
26415 | T1 | BRIDGETEX PIPELINE COMPANY LLC | BRIDGETEX PIPELINE COMPANY MITCHELL COUNTY PIPE SEGMENTS | BRIDGETEX PIPELINE COMPANY PIPELINES IN MITCHELL COUNTY | Mitchell County | TX | 79512 | MITCHELL | CN605643147 | RN111889549 | Nondestructive pipeline testing expenditures – Radiography. | The following property is used 100% for pollution control to meet or exceed federal or state regulations: Nondestructive pipeline testing expenditures – Radiography. | 2024-04-09 | 364560 | 100
26416 | T1 | BRIDGETEX PIPELINE COMPANY LLC | BRIDGETEX PIPELINE COMPANY MILAM PIPE SEGMENTS | BRIDGETEX PIPELINE COMPANY PIPELINES IN MILAM COUNTY | Milam County | TX | 76570 | MILAM | CN605643147 | RN111889556 | Nondestructive pipeline testing expenditures – Radiography. | The following property is used 100% for pollution control to meet or exceed federal or state regulations: Nondestructive pipeline testing expenditures – Radiography. | 2024-04-09 | 922488 | 100
26417 | T1 | BRIDGETEX PIPELINE COMPANY LLC | BRIDGETEX PIPELINE COMPANY MCLENNAN COUNTY PIPE SEGMENTS | BRIDGETEX PIPELINE COMPANY PIPELINES IN MCLENNAN COUNTY | Mclennan County | TX | 76557 | MCLENNAN | CN605643147 | RN111889564 | Nondestructive pipeline testing expenditures – Radiography. | The following property is used 100% for pollution control to meet or exceed federal or state regulations: Nondestructive pipeline testing expenditures – Radiography. | 2024-04-09 | 1055880 | 100
26418 | T1 | BRIDGETEX PIPELINE COMPANY LLC | BRIDGETEX PIPELINE COMPANY HAMILTON COUNTY PIPE SEGMENTS | BRIDGETEX PIPELINE COMPANY PIPELINES | Hamilton County | TX | 76531 | HAMILTON | CN605643147 | RN111889374 | Nondestructive pipeline testing expenditures – Radiography. | The following property is used 100% for pollution control to meet or exceed federal or state regulations: Nondestructive pipeline testing expenditures – Radiography. | 2024-04-09 | 2205000 | 100
26419 | T1 | BRIDGETEX PIPELINE COMPANY LLC | BRIDGETEX PIPELINE COMPANY GRIMES COUNTY PIPE SEGMENTS | BRIDGETEX PIPELINE COMPANY PIPELINES IN GRIMES COUNTY | Grimes County | TX | 77861 | GRIMES | CN605643147 | RN111889382 | Nondestructive pipeline testing expenditures – Radiography. | The following property is used 100% for pollution control to meet or exceed federal or state regulations: Nondestructive pipeline testing expenditures – Radiography. | 2024-04-09 | 2827440 | 100
26420 | T1 | BRIDGETEX PIPELINE COMPANY LLC | BRIDGETEX PIPELINE COMPANY FISHER COUNTY PIPE SEGMENTS | BRIDGETEX PIPELINE COMPANY PIPELINES IN FISHER COUNTY | Fisher County | TX | 79543 | FISHER | CN605643147 | RN111889390 | Nondestructive pipeline testing expenditures – Radiography. | The following property is used 100% for pollution control to meet or exceed federal or state regulations: Nondestructive pipeline testing expenditures – Radiography. | 2024-04-09 | 2070600 | 100
26421 | T1 | BRIDGETEX PIPELINE COMPANY LLC | BRIDGETEX PIPELINE COMPANY FALLS COUNTY PIPE SEGMENTS | BRIDGETEX PIPELINE COMPANY PIPELINES IN FALLS COUNTY | Falls County | TX | 76570 | FALLS | CN605643147 | RN111889408 | Nondestructive pipeline testing expenditures – Radiography. | The following property is used 100% for pollution control to meet or exceed federal or state regulations: Nondestructive pipeline testing expenditures – Radiography. | 2024-04-09 | 1938720 | 100
26422 | T1 | BRIDGETEX PIPELINE COMPANY LLC | BRIDGETEX PIPELINE COMPANY CORYELL COUNTY PIPE SEGMENTS | BRIDGETEX PIPELINE COMPANY PIPELINES IN CORYELL COUNTY | Coryell County | TX | 76561 | CORYELL | CN605643147 | RN111889416 | Nondestructive pipeline testing expenditures – Radiography. | The following property is used 100% for pollution control to meet or exceed federal or state regulations: Nondestructive pipeline testing expenditures – Radiography. | 2024-04-09 | 3408720 | 100
26423 | T1 | BRIDGETEX PIPELINE COMPANY LLC | BRIDGETEX PIPELINE COMPANY COMANCHE COUNTY PIPE SEGMENTS | BRIDGETEX PIPELINE COMPANY PIPELINES IN COMANCHE COUNTY | Comanche County | TX | 76442 | COMANCHE | CN605643147 | RN111889424 | Nondestructive pipeline testing expenditures – Radiography. | The following property is used 100% for pollution control to meet or exceed federal or state regulations: Nondestructive pipeline testing expenditures – Radiography. | 2024-04-09 | 2605680 | 100
26424 | T1 | BRIDGETEX PIPELINE COMPANY LLC | BRIDGETEX PIPELINE COMPANY CALLAHAN COUNTY PIPE SEGMENTS | BRIDGETEX PIPELINE COMPANY PIPELINES IN CALLAHAN COUNTY | Callahan County | TX | 76443 | CALLAHAN | CN605643147 | RN111889432 | Nondestructive pipeline testing expenditures – Radiography. | The following property is used 100% for pollution control to meet or exceed federal or state regulations: Nondestructive pipeline testing expenditures – Radiography. | 2024-04-09 | 2548560 | 100
26425 | T1 | BRIDGETEX PIPELINE COMPANY LLC | BRIDGETEX PIPELINE COMPANY BROWN COUNTY PIPE SEGMENTS | BRIDGETEX PIPELINE COMPANY PIPELINES IN BROWN COUNTY | Brown County | TX | 76857 | BROWN | CN605643147 | RN111889440 | Nondestructive pipeline testing expenditures – Radiography. | The following property is used 100% for pollution control to meet or exceed federal or state regulations: Nondestructive pipeline testing expenditures – Radiography. | 2024-04-09 | 2188200 | 100
26426 | T1 | BRIDGETEX PIPELINE COMPANY LLC | BRIDGETEX PIPELINE COMPANY BRAZOS COUNTY PIPE SEGMENTS | BRIDGETEX PIPELINE COMPANY PIPELINES IN BRAZOS COUNTY | Brazos County | TX | 77808 | BRAZOS | CN605643147 | RN111889457 | Nondestructive pipeline testing expenditures – Radiography. | The following property is used 100% for pollution control to meet or exceed federal or state regulations: Nondestructive pipeline testing expenditures – Radiography. | 2024-04-09 | 1299816 | 100
26427 | T1 | BRIDGETEX PIPELINE COMPANY LLC | BRIDGETEX PIPELINE COMPANY BELL COUNTY PIPE SEGMENTS | BRIDGETEX PIPELINE COMPANY PIPE SEGMENTS IN BELL COUNTY | Bell County | TX | 76579 | BELL | CN605643147 | RN111889465 | Nondestructive pipeline testing expenditures – Radiography. | The following property is used 100% for pollution control to meet or exceed federal or state regulations: Nondestructive pipeline testing expenditures – Radiography. | 2024-04-09 | 343560 | 100
26428 | T1 | MAGELLAN PIPELINE COMPANY LP | MAGELLAN PIPELINE COMPANY ECTOR COUNTY PIPE SEGMENTS | MAGELLAN PIPELINE COMPANY PIPELINES IN ECTOR COUNTY | Ector County | TX | 79760 | ECTOR | CN605367739 | RN111889473 | One automatic shut off valve (block valve equipped with an actuator to close the valve) installed along the pipeline. | The following property is used 100% for pollution control and is installed to meet or exceed federal or state regulations: One automatic shut off valve (block valve equipped with an actuator to close the valve) installed along the pipeline. | 2024-04-08 10:53 | 120232 | 100
26429 | T1 | MAGELLAN PIPELINE COMPANY LP | MAGELLAN PIPELINE COMPANY CRANE COUNTY PIPE SEGMENTS | MAGELLAN PIPELINE COMPANY PIPELINES IN CRANE COUNTY | Crane County | TX | 79731 | CRANE | CN605367739 | RN111889481 | One automatic shut off valve (block valve equipped with an actuator to close the valve) installed along the pipeline. | The following property is used 100% for pollution control and is installed to meet or exceed federal or state regulations: One automatic shut off valve (block valve equipped with an actuator to close the valve) installed along the pipeline. | 2024-04-11 10:56 | 150968 | 100
26430 | T1 | BRIDGETEX PIPELINE COMPANY LLC | BRIDGETEX PIPELINE COMPANY TAYLOR COUNTY PIPE SEGMENTS | BRIDGETEX PIPELINE COMPANY PIPELINES IN TAYLOR COUNTY | Taylor County | TX | 79561 | TAYLOR | CN605643147 | RN111889499 | Five automatic shut off valves (block valves equipped with an actuator to close the valve) installed along the pipeline. | The following property is used 100% for pollution control and is installed to meet or exceed federal or state regulations: Five automatic shut off valves (block valves equipped with an actuator to close the valve) installed along the pipeline. | 2024-04-10 10:56 | 374550 | 100
26431 | T1 | BRIDGETEX PIPELINE COMPANY LLC | BRIDGETEX PIPELINE COMPANY SCURRY COUNTY PIPE SEGMENTS | BRIDGETEX PIPELINE COMPANY PIPELINES IN SCURRY COUNTY | Scurry County | TX | 79526 | SCURRY | CN605643147 | RN111889507 | Three automatic shut off valves (block valves equipped with an actuator to close the valve) installed along the pipeline. | The following property is used 100% for pollution control and is installed to meet or exceed federal or state regulations: Three automatic shut off valves (block valves equipped with an actuator to close the valve) installed along the pipeline. | 2024-04-11 06:15 | 158991 | 100
26432 | T1 | BRIDGETEX PIPELINE COMPANY LLC | BRIDGETEX PIPELINE COMPANY ROBERTSON COUNTY PIPE SEGMENTS | BRIDGETEX PIPELINE COMPANY PIPELINES IN ROBERTSON COUNTY | Robertson County | TX | 77859 | ROBERTSON | CN605643147 | RN111889515 | Four automatic shut off valves (block valves equipped with an actuator to close the valve) installed along the pipeline. | The following property is used 100% for pollution control and is installed to meet or exceed federal or state regulations: Four automatic shut off valves (block valves equipped with an actuator to close the valve) installed along the pipeline. | 2024-04-11 06:27 | 279460 | 100
26433 | T1 | BRIDGETEX PIPELINE COMPANY LLC | BRIDGETEX PIPELINE COMPANY NOLAN COUNTY PIPE SEGMENTS | BRIDGETEX PIPELINE COMPANY PIPELINES IN NOLAN COUNTY | Nolan County | TX | 79561 | NOLAN | CN605643147 | RN111889523 | Four automatic shut off valves (block valves equipped with an actuator to close the valve) installed along the pipeline. | The following property is used 100% for pollution control and is installed to meet or exceed federal or state regulations: Four automatic shut off valves (block valves equipped with an actuator to close the valve) installed along the pipeline. | 2024-04-11 06:42 | 310411 | 100
26434 | T1 | BRIDGETEX PIPELINE COMPANY LLC | BRIDGETEX PIPELINE COMPANY MONTGOMERY COUNTY PIPE SEGMENTS | BRIDGETEX PIPELINE COMPANY PIPELINES IN MONTGOMERY COUNTY | Montgomery County | TX | 77354 | MONTGOMERY | CN605643147 | RN111889531 | Four automatic shut off valves (block valves equipped with an actuator to close the valve) installed along the pipeline. | The following property is used 100% for pollution control and is installed to meet or exceed federal or state regulations: Four automatic shut off valves (block valves equipped with an actuator to close the valve) installed along the pipeline. | 2024-04-11 06:56 | 257911 | 100
26435 | T1 | BRIDGETEX PIPELINE COMPANY LLC | BRIDGETEX PIPELINE COMPANY MITCHELL COUNTY PIPE SEGMENTS | BRIDGETEX PIPELINE COMPANY PIPELINES IN MITCHELL COUNTY | Mitchell County | TX | 79512 | MITCHELL | CN605643147 | RN111889549 | Two automatic shut off valves (block valves equipped with an actuator to close the valve) installed along the pipeline. | The following property is used 100% for pollution control and is installed to meet or exceed federal or state regulations: Two automatic shut off valves (block valves equipped with an actuator to close the valve) installed along the pipeline. | 2024-04-11 07:56 | 49042 | 100
26436 | T1 | BRIDGETEX PIPELINE COMPANY LLC | BRIDGETEX PIPELINE COMPANY MILAM PIPE SEGMENTS | BRIDGETEX PIPELINE COMPANY PIPELINES IN MILAM COUNTY | Milam County | TX | 76570 | MILAM | CN605643147 | RN111889556 | Three automatic shut off valves (block valves equipped with an actuator to close the valve) installed along the pipeline. | The following property is used 100% for pollution control and is installed to meet or exceed federal or state regulations: Three automatic shut off valves (block valves equipped with an actuator to close the valve) installed along the pipeline. | 2024-04-11 09:19 | 124097 | 100
26437 | T1 | BRIDGETEX PIPELINE COMPANY LLC | BRIDGETEX PIPELINE COMPANY MCLENNAN COUNTY PIPE SEGMENTS | BRIDGETEX PIPELINE COMPANY PIPELINES IN MCLENNAN COUNTY | Mclennan County | TX | 76557 | MCLENNAN | CN605643147 | RN111889564 | Four automatic shut off valves (block valves equipped with an actuator to close the valve) installed along the pipeline. | The following property is used 100% for pollution control and is installed to meet or exceed federal or state regulations: Four automatic shut off valves (block valves equipped with an actuator to close the valve) installed along the pipeline. | 2024-04-12 06:09 | 142041 | 100
26438 | T1 | BRIDGETEX PIPELINE COMPANY LLC | BRIDGETEX PIPELINE COMPANY HAMILTON COUNTY PIPE SEGMENTS | BRIDGETEX PIPELINE COMPANY PIPELINES | Hamilton County | TX | 76531 | HAMILTON | CN605643147 | RN111889374 | Two automatic shut off valves (block valves equipped with an actuator to close the valve) installed along the pipeline. | The following property is used 100% for pollution control and is installed to meet or exceed federal or state regulations: Two automatic shut off valves (block valves equipped with an actuator to close the valve) installed along the pipeline. | 2024-04-11 10:15 | 296625 | 100
26439 | T1 | BRIDGETEX PIPELINE COMPANY LLC | BRIDGETEX PIPELINE COMPANY GRIMES COUNTY PIPE SEGMENTS | BRIDGETEX PIPELINE COMPANY PIPELINES IN GRIMES COUNTY | Grimes County | TX | 77861 | GRIMES | CN605643147 | RN111889382 | Three automatic shut off valves (block valves equipped with an actuator to close the valve) installed along the pipeline. | The following property is used 100% for pollution control and is installed to meet or exceed federal or state regulations: Three automatic shut off valves (block valves equipped with an actuator to close the valve) installed along the pipeline. | 2024-04-12 07:26 | 380358 | 100
26440 | T1 | BRIDGETEX PIPELINE COMPANY LLC | BRIDGETEX PIPELINE COMPANY FISHER COUNTY PIPE SEGMENTS | BRIDGETEX PIPELINE COMPANY PIPELINES IN FISHER COUNTY | Fisher County | TX | 79543 | FISHER | CN605643147 | RN111889390 | Four automatic shut off valves (block valves equipped with an actuator to close the valve) installed along the pipeline. | The following property is used 100% for pollution control and is installed to meet or exceed federal or state regulations: Four automatic shut off valves (block valves equipped with an actuator to close the valve) installed along the pipeline. | 2024-04-13 17:01 | 278545 | 100
26441 | T1 | BRIDGETEX PIPELINE COMPANY LLC | BRIDGETEX PIPELINE COMPANY FALLS COUNTY PIPE SEGMENTS | BRIDGETEX PIPELINE COMPANY PIPELINES IN FALLS COUNTY | Falls County | TX | 76570 | FALLS | CN605643147 | RN111889408 | Three automatic shut off valves (block valves equipped with an actuator to close the valve) installed along the pipeline. | The following property is used 100% for pollution control and is installed to meet or exceed federal or state regulations: Three automatic shut off valves (block valves equipped with an actuator to close the valve) installed along the pipeline. | 2024-04-13 17:14 | 260804 | 100
26442 | T1 | BRIDGETEX PIPELINE COMPANY LLC | BRIDGETEX PIPELINE COMPANY CORYELL COUNTY PIPE SEGMENTS | BRIDGETEX PIPELINE COMPANY PIPELINES IN CORYELL COUNTY | Coryell County | TX | 76561 | CORYELL | CN605643147 | RN111889416 | Four automatic shut off valves (block valves equipped with an actuator to close the valve) installed along the pipeline. | The following property is used 100% for pollution control and is installed to meet or exceed federal or state regulations: Four automatic shut off valves (block valves equipped with an actuator to close the valve) installed along the pipeline. | 2024-04-13 17:22 | 458554 | 100
26443 | T1 | BRIDGETEX PIPELINE COMPANY LLC | BRIDGETEX PIPELINE COMPANY COMANCHE COUNTY PIPE SEGMENTS | BRIDGETEX PIPELINE COMPANY PIPELINES IN COMANCHE COUNTY | Comanche County | TX | 76442 | COMANCHE | CN605643147 | RN111889424 | Four automatic shut off valves (block valves equipped with an actuator to close the valve) installed along the pipeline. | The following property is used 100% for pollution control and is installed to meet or exceed federal or state regulations: Four automatic shut off valves (block valves equipped with an actuator to close the valve) installed along the pipeline. | 2024-04-13 17:32 | 350526 | 100
26444 | T1 | BRIDGETEX PIPELINE COMPANY LLC | BRIDGETEX PIPELINE COMPANY CALLAHAN COUNTY PIPE SEGMENTS | BRIDGETEX PIPELINE COMPANY PIPELINES IN CALLAHAN COUNTY | Callahan County | TX | 76443 | CALLAHAN | CN605643147 | RN111889432 | Four automatic shut off valves (block valves equipped with an actuator to close the valve) installed along the pipeline. | The following property is used 100% for pollution control and is installed to meet or exceed federal or state regulations: Four automatic shut off valves (block valves equipped with an actuator to close the valve) installed along the pipeline. | 2024-04-13 17:42 | 342842 | 100
26445 | T1 | BRIDGETEX PIPELINE COMPANY LLC | BRIDGETEX PIPELINE COMPANY BROWN COUNTY PIPE SEGMENTS | BRIDGETEX PIPELINE COMPANY PIPELINES IN BROWN COUNTY | Brown County | TX | 76857 | BROWN | CN605643147 | RN111889440 | Three automatic shut off valves (block valves equipped with an actuator to close the valve) installed along the pipeline. | The following property is used 100% for pollution control and is installed to meet or exceed federal or state regulations: Three automatic shut off valves (block valves equipped with an actuator to close the valve) installed along the pipeline. | 2024-04-13 17:50 | 294365 | 100
26446 | T1 | BRIDGETEX PIPELINE COMPANY LLC | BRIDGETEX PIPELINE COMPANY BRAZOS COUNTY PIPE SEGMENTS | BRIDGETEX PIPELINE COMPANY PIPELINES IN BRAZOS COUNTY | Brazos County | TX | 77808 | BRAZOS | CN605643147 | RN111889457 | Four automatic shut off valves (block valves equipped with an actuator to close the valve) installed along the pipeline. | The following property is used 100% for pollution control and is installed to meet or exceed federal or state regulations: Four automatic shut off valves (block valves equipped with an actuator to close the valve) installed along the pipeline. | 2024-04-13 18:04 | 174856 | 100
26447 | T1 | BRIDGETEX PIPELINE COMPANY LLC | BRIDGETEX PIPELINE COMPANY BELL COUNTY PIPE SEGMENTS | BRIDGETEX PIPELINE COMPANY PIPE SEGMENTS IN BELL COUNTY | Bell County | TX | 76579 | BELL | CN605643147 | RN111889465 | Three automatic shut off valves (block valves equipped with an actuator to close the valve) installed along the pipeline. | The following property is used 100% for pollution control and is installed to meet or exceed federal or state regulations: Three automatic shut off valves (block valves equipped with an actuator to close the valve) installed along the pipeline. | 2024-04-13 18:14 | 46217 | 100
26448 | T1 | MAGELLAN PIPELINE COMPANY LP | MAGELLAN PIPELINE COMPANY ECTOR COUNTY PIPE SEGMENTS | MAGELLAN PIPELINE COMPANY PIPELINES IN ECTOR COUNTY | Ector County | TX | 79760 | ECTOR | CN605367739 | RN111889473 | Pipeline coatings and cathodic protection on the Magellan Pipeline. | The following property is used 100% for pollution control to meet or exceed federal or state regulations: Pipeline coatings and cathodic protection on the Magellan Pipeline. | 2024-04-12 | 180880 | 100
26449 | T1 | MAGELLAN PIPELINE COMPANY LP | MAGELLAN PIPELINE COMPANY CRANE COUNTY PIPE SEGMENTS | MAGELLAN PIPELINE COMPANY PIPELINES IN CRANE COUNTY | Crane County | TX | 79731 | CRANE | CN605367739 | RN111889481 | Pipeline coatings and cathodic protection on the Magellan Pipeline. | The following property is used 100% for pollution control to meet or exceed federal or state regulations: Pipeline coatings and cathodic protection on the Magellan Pipeline. | 2024-04-12 | 227120 | 100
26450 | T1 | BRIDGETEX PIPELINE COMPANY LLC | BRIDGETEX PIPELINE COMPANY TAYLOR COUNTY PIPE SEGMENTS | BRIDGETEX PIPELINE COMPANY PIPELINES IN TAYLOR COUNTY | Taylor County | TX | 79561 | TAYLOR | CN605643147 | RN111889499 | Pipeline coatings and cathodic protection on the Bridgetex Pipeline. | The following property is used 100% for pollution control to meet or exceed federal or state regulations: Pipeline coatings and cathodic protection on the Bridgetex Pipeline. | 2024-04-12 | 563482 | 100
26451 | T1 | BRIDGETEX PIPELINE COMPANY LLC | BRIDGETEX PIPELINE COMPANY SCURRY COUNTY PIPE SEGMENTS | BRIDGETEX PIPELINE COMPANY PIPELINES IN SCURRY COUNTY | Scurry County | TX | 79526 | SCURRY | CN605643147 | RN111889507 | Pipeline coatings and cathodic protection on the Bridgetex Pipeline. | The following property is used 100% for pollution control to meet or exceed federal or state regulations: Pipeline coatings and cathodic protection on the Bridgetex Pipeline. | 2024-04-12 | 239190 | 100
26452 | T1 | BRIDGETEX PIPELINE COMPANY LLC | BRIDGETEX PIPELINE COMPANY ROBERTSON COUNTY PIPE SEGMENTS | BRIDGETEX PIPELINE COMPANY PIPELINES IN ROBERTSON COUNTY | Robertson County | TX | 77859 | ROBERTSON | CN605643147 | RN111889515 | Pipeline coatings and cathodic protection on the Bridgetex Pipeline. | The following property is used 100% for pollution control to meet or exceed federal or state regulations: Pipeline coatings and cathodic protection on the Bridgetex Pipeline. | 2024-04-12 | 420427 | 100
26453 | T1 | BRIDGETEX PIPELINE COMPANY LLC | BRIDGETEX PIPELINE COMPANY NOLAN COUNTY PIPE SEGMENTS | BRIDGETEX PIPELINE COMPANY PIPELINES IN NOLAN COUNTY | Nolan County | TX | 79561 | NOLAN | CN605643147 | RN111889523 | Pipeline coatings and cathodic protection on the Bridgetex Pipeline. | The following property is used 100% for pollution control to meet or exceed federal or state regulations: Pipeline coatings and cathodic protection on the Bridgetex Pipeline. | 2024-04-12 | 466990 | 100
26454 | T1 | BRIDGETEX PIPELINE COMPANY LLC | BRIDGETEX PIPELINE COMPANY MONTGOMERY COUNTY PIPE SEGMENTS | BRIDGETEX PIPELINE COMPANY PIPELINES IN MONTGOMERY COUNTY | Montgomery County | TX | 77354 | MONTGOMERY | CN605643147 | RN111889531 | Pipeline coatings and cathodic protection on the Bridgetex Pipeline. | The following property is used 100% for pollution control to meet or exceed federal or state regulations: Pipeline coatings and cathodic protection on the Bridgetex Pipeline. | 2024-04-12 | 388008 | 100
26455 | T1 | BRIDGETEX PIPELINE COMPANY LLC | BRIDGETEX PIPELINE COMPANY MITCHELL COUNTY PIPE SEGMENTS | BRIDGETEX PIPELINE COMPANY PIPELINES IN MITCHELL COUNTY | Mitchell County | TX | 79512 | MITCHELL | CN605643147 | RN111889549 | Pipeline coatings and cathodic protection on the Bridgetex Pipeline. | The following property is used 100% for pollution control to meet or exceed federal or state regulations: Pipeline coatings and cathodic protection on the Bridgetex Pipeline. | 2024-04-12 | 73780 | 100
26456 | T1 | BRIDGETEX PIPELINE COMPANY LLC | BRIDGETEX PIPELINE COMPANY MILAM PIPE SEGMENTS | BRIDGETEX PIPELINE COMPANY PIPELINES IN MILAM COUNTY | Milam County | TX | 76570 | MILAM | CN605643147 | RN111889556 | Pipeline coatings and cathodic protection on the Bridgetex Pipeline. | The following property is used 100% for pollution control to meet or exceed federal or state regulations: Pipeline coatings and cathodic protection on the Bridgetex Pipeline. | 2024-04-12 | 186694 | 100
26457 | T1 | BRIDGETEX PIPELINE COMPANY LLC | BRIDGETEX PIPELINE COMPANY MCLENNAN COUNTY PIPE SEGMENTS | BRIDGETEX PIPELINE COMPANY PIPELINES IN MCLENNAN COUNTY | Mclennan County | TX | 76557 | MCLENNAN | CN605643147 | RN111889564 | Pipeline coatings and cathodic protection on the Bridgetex Pipeline. | The following property is used 100% for pollution control to meet or exceed federal or state regulations: Pipeline coatings and cathodic protection on the Bridgetex Pipeline. | 2024-04-12 | 213690 | 100
26458 | T1 | BRIDGETEX PIPELINE COMPANY LLC | BRIDGETEX PIPELINE COMPANY HAMILTON COUNTY PIPE SEGMENTS | BRIDGETEX PIPELINE COMPANY PIPELINES | Hamilton County | TX | 76531 | HAMILTON | CN605643147 | RN111889374 | Pipeline coatings and cathodic protection on the Bridgetex Pipeline. | The following property is used 100% for pollution control to meet or exceed federal or state regulations: Pipeline coatings and cathodic protection on the Bridgetex Pipeline. | 2024-04-12 | 446250 | 100
26459 | T1 | BRIDGETEX PIPELINE COMPANY LLC | BRIDGETEX PIPELINE COMPANY GRIMES COUNTY PIPE SEGMENTS | BRIDGETEX PIPELINE COMPANY PIPELINES IN GRIMES COUNTY | Grimes County | TX | 77861 | GRIMES | CN605643147 | RN111889382 | Pipeline coatings and cathodic protection on the Bridgetex Pipeline. | The following property is used 100% for pollution control to meet or exceed federal or state regulations: Pipeline coatings and cathodic protection on the Bridgetex Pipeline. | 2024-04-12 | 572220 | 100
26460 | T1 | BRIDGETEX PIPELINE COMPANY LLC | BRIDGETEX PIPELINE COMPANY FISHER COUNTY PIPE SEGMENTS | BRIDGETEX PIPELINE COMPANY PIPELINES IN FISHER COUNTY | Fisher County | TX | 79543 | FISHER | CN605643147 | RN111889390 | Pipeline coatings and cathodic protection on the Bridgetex Pipeline. | The following property is used 100% for pollution control to meet or exceed federal or state regulations: Pipeline coatings and cathodic protection on the Bridgetex Pipeline. | 2024-04-12 | 419050 | 100
26461 | T1 | BRIDGETEX PIPELINE COMPANY LLC | BRIDGETEX PIPELINE COMPANY FALLS COUNTY PIPE SEGMENTS | BRIDGETEX PIPELINE COMPANY PIPELINES IN FALLS COUNTY | Falls County | TX | 76570 | FALLS | CN605643147 | RN111889408 | Pipeline coatings and cathodic protection on the Bridgetex Pipeline. | The following property is used 100% for pollution control to meet or exceed federal or state regulations: Pipeline coatings and cathodic protection on the Bridgetex Pipeline. | 2024-04-12 | 392360 | 100
26462 | T1 | BRIDGETEX PIPELINE COMPANY LLC | BRIDGETEX PIPELINE COMPANY CORYELL COUNTY PIPE SEGMENTS | BRIDGETEX PIPELINE COMPANY PIPELINES IN CORYELL COUNTY | Coryell County | TX | 76561 | CORYELL | CN605643147 | RN111889416 | Pipeline coatings and cathodic protection on the Bridgetex Pipeline. | The following property is used 100% for pollution control to meet or exceed federal or state regulations: Pipeline coatings and cathodic protection on the Bridgetex Pipeline. | 2024-04-12 | 689860 | 100
26463 | T1 | BRIDGETEX PIPELINE COMPANY LLC | BRIDGETEX PIPELINE COMPANY COMANCHE COUNTY PIPE SEGMENTS | BRIDGETEX PIPELINE COMPANY PIPELINES IN COMANCHE COUNTY | Comanche County | TX | 76442 | COMANCHE | CN605643147 | RN111889424 | Pipeline coatings and cathodic protection on the Bridgetex Pipeline. | The following property is used 100% for pollution control to meet or exceed federal or state regulations: Pipeline coatings and cathodic protection on the Bridgetex Pipeline. | 2024-04-12 | 527340 | 100
26464 | T1 | BRIDGETEX PIPELINE COMPANY LLC | BRIDGETEX PIPELINE COMPANY CALLAHAN COUNTY PIPE SEGMENTS | BRIDGETEX PIPELINE COMPANY PIPELINES IN CALLAHAN COUNTY | Callahan County | TX | 76443 | CALLAHAN | CN605643147 | RN111889432 | Pipeline coatings and cathodic protection on the Bridgetex Pipeline. | The following property is used 100% for pollution control to meet or exceed federal or state regulations: Pipeline coatings and cathodic protection on the Bridgetex Pipeline. | 2024-04-12 | 515780 | 100
26465 | T1 | BRIDGETEX PIPELINE COMPANY LLC | BRIDGETEX PIPELINE COMPANY BROWN COUNTY PIPE SEGMENTS | BRIDGETEX PIPELINE COMPANY PIPELINES IN BROWN COUNTY | Brown County | TX | 76857 | BROWN | CN605643147 | RN111889440 | Pipeline coatings and cathodic protection on the Bridgetex Pipeline. | The following property is used 100% for pollution control to meet or exceed federal or state regulations: Pipeline coatings and cathodic protection on the Bridgetex Pipeline. | 2024-04-12 | 442850 | 100
26466 | T1 | BRIDGETEX PIPELINE COMPANY LLC | BRIDGETEX PIPELINE COMPANY BRAZOS COUNTY PIPE SEGMENTS | BRIDGETEX PIPELINE COMPANY PIPELINES IN BRAZOS COUNTY | Brazos County | TX | 77808 | BRAZOS | CN605643147 | RN111889457 | Pipeline coatings and cathodic protection on the Bridgetex Pipeline. | The following property is used 100% for pollution control to meet or exceed federal or state regulations: Pipeline coatings and cathodic protection on the Bridgetex Pipeline. | 2024-04-12 | 263058 | 100
26467 | T1 | BRIDGETEX PIPELINE COMPANY LLC | BRIDGETEX PIPELINE COMPANY BELL COUNTY PIPE SEGMENTS | BRIDGETEX PIPELINE COMPANY PIPE SEGMENTS IN BELL COUNTY | Bell County | TX | 76579 | BELL | CN605643147 | RN111889465 | Pipeline coatings and cathodic protection on the Bridgetex Pipeline. | The following property is used 100% for pollution control to meet or exceed federal or state regulations: Pipeline coatings and cathodic protection on the Bridgetex Pipeline. | 2024-04-12 | 69530 | 100
26468 | T1 | ONEOK ARBUCKLE II PIPELINE LLC | ONEOK ARBUCKLE II WALKER PIPELINE SEGMENTS | WALKER COUNTY PIPELINE SEGMENTS, WALKER, TX 77349 | Walker County | TX | 77349 | WALKER | CN605693274 | RN111889234 | One automatic shut off valve (block valve equipped with an actuator to close the valve) installed along the pipeline. | The following property is used 100% for pollution control and is installed to meet or exceed federal or state regulations: One automatic shut off valve (block valve equipped with an actuator to close the valve) installed along the pipeline. | 2024-04-14 19:36 | 522789 | 100
26469 | T1 | ONEOK ARBUCKLE II PIPELINE LLC | ONEOK ARBUCKLE II ROBERTSON PIPELINE SEGMENTS | ROBERTSON COUNTY PIPELINE SEGMENTS, ROBERTSON, TX 77870 | Robertson County | TX | 77870 | ROBERTSON | CN605693274 | RN111889242 | One automatic shut off valve (block valve equipped with an actuator to close the valve) installed along the pipeline. | The following property is used 100% for pollution control and is installed to meet or exceed federal or state regulations: One automatic shut off valve (block valve equipped with an actuator to close the valve) installed along the pipeline. | 2024-04-14 19:47 | 59681 | 100
26470 | T1 | ONEOK ARBUCKLE II PIPELINE LLC | ONEOK ARBUCKLE II PARKER PIPELINE SEGMENTS | PARKER COUNTY PIPELINE SEGMENTS, PARKER TX | Parker County | TX | 76087 | PARKER | CN605693274 | RN111889259 | Seven automatic shut off valves (block valves equipped with an actuator to close the valve) installed along the pipeline. | The following property is used 100% for pollution control and is installed to meet or exceed federal or state regulations: Seven automatic shut off valves (block valves equipped with an actuator to close the valve) installed along the pipeline. | 2024-04-15 18:28 | 592993 | 100
26471 | T1 | ONEOK ARBUCKLE II PIPELINE LLC | ONEOK ARBUCKLE II MONTAGUE PIPELINE SEGMENTS | MONTAGUE COUNTY PIPELINE SEGMENTS, MONTAGUE, TX, 76251 | Montague County | TX | 76251 | MONTAGUE | CN605693274 | RN111889267 | Two automatic shut off valves (block valves equipped with an actuator to close the valve) installed along the pipeline. | The following property is used 100% for pollution control and is installed to meet or exceed federal or state regulations: Two automatic shut off valves (block valves equipped with an actuator to close the valve) installed along the pipeline. | 2024-04-15 18:44 | 432356 | 100
26472 | T1 | ONEOK ARBUCKLE II PIPELINE LLC | ONEOK ARBUCKLE II MADISON PIPELINE SEGMENTS | MADISON COUNTY PIPELINE SEGMENTS, MADISON, TX, 75852 | Madison County | TX | 75852 | MADISON | CN605693274 | RN111889275 | One automatic shut off valve (block valve equipped with an actuator to close the valve) installed along the pipeline. | The following property is used 100% for pollution control and is installed to meet or exceed federal or state regulations: One automatic shut off valve (block valve equipped with an actuator to close the valve) installed along the pipeline. | 2024-04-15 18:53 | 344627 | 100
26473 | T1 | ONEOK ARBUCKLE II PIPELINE LLC | ONEOK ARBUCKLE II LIMESTONE PIPELINE SEGMENTS | LIMESTONE COUNTY PIPELINE SEGMENTS, LIMESTONE, TX | Limestone County | TX | 76678 | LIMESTONE | CN605693274 | RN111889283 | Four automatic shut off valves (block valves equipped with an actuator to close the valve) installed along the pipeline. | The following property is used 100% for pollution control and is installed to meet or exceed federal or state regulations: Four automatic shut off valves (block valves equipped with an actuator to close the valve) installed along the pipeline. | 2024-04-15 19:04 | 708731 | 100
26474 | T1 | ONEOK ARBUCKLE II PIPELINE LLC | ONEOK ARBUCKLE II LEON PIPELINE SEGMENTS | LEON COUNTY PIPELINE SEGMENTS, LEON, TX | Leon County | TX | 75850 | LEON | CN605693274 | RN111889291 | Four automatic shut off valves (block valves equipped with an actuator to close the valve) installed along the pipeline. | The following property is used 100% for pollution control and is installed to meet or exceed federal or state regulations: Four automatic shut off valves (block valves equipped with an actuator to close the valve) installed along the pipeline. | 2024-04-15 19:28 | 460787 | 100
26475 | T1 | ONEOK ARBUCKLE II PIPELINE LLC | ONEOK ARBUCKLE II JOHNSON PIPELINE SEGMENTS | JOHNSON COUNTY PIPELINE SEGMENTS, JOHNSON, TX 76093 | Johnson County | TX | 76093 | JOHNSON | CN605693274 | RN111889309 | Three automatic shut off valves (block valves equipped with an actuator to close the valve) installed along the pipeline. | The following property is used 100% for pollution control and is installed to meet or exceed federal or state regulations: Three automatic shut off valves (block valves equipped with an actuator to close the valve) installed along the pipeline. | 2024-04-15 19:37 | 415767 | 100
26476 | T1 | ONEOK ARBUCKLE II PIPELINE LLC | ONEOK ARBUCKLE II JACK PIPELINE SEGMENTS | JACK COUNTY PIPELINE SEGMENTS, JACK, TX, 76459 | Jack County | TX | 76459 | JACK | CN605693274 | RN111889317 | Three automatic shut off valves (block valves equipped with an actuator to close the valve) installed along the pipeline. | The following property is used 100% for pollution control and is installed to meet or exceed federal or state regulations: Three automatic shut off valves (block valves equipped with an actuator to close the valve) installed along the pipeline. | 2024-04-15 19:43 | 436090 | 100
26477 | T1 | ONEOK ARBUCKLE II PIPELINE LLC | ONEOK ARBUCKLE II HOOD PIPELINE SEGMENTS | HOOD COUNTY PIPELINE SEGMENTS, HOOD, TX 76048 | Hood County | TX | 76048 | HOOD | CN605693274 | RN111889325 | Two automatic shut off valves (block valves equipped with an actuator to close the valve) installed along the pipeline. | The following property is used 100% for pollution control and is installed to meet or exceed federal or state regulations: Two automatic shut off valves (block valves equipped with an actuator to close the valve) installed along the pipeline. | 2024-04-15 19:43 | 158191 | 100
26478 | T1 | PATTERSON-UTI DRILLING COMPANY LLC | PATTERSON DRILLING | 9915 W INDUSTRIAL AVE | MIDLAND | TX | 79706 | MIDLAND | CN603425174 | RN102277621 | Low NOx combustion system consisting of electronic fuel injection system including electronic fuel injectors, the electronic control module that controls the injectors, and turbochargers that include an aftercooler on compression ignition engines on Rig 804. | The following property is used 100% for pollution control to meet or exceed federal or state regulations: Low NOx combustion system consisting of electronic fuel injection system including electronic fuel injectors, the electronic control module that controls the injectors, and turbochargers that include an aftercooler on compression ignition engines on Rig 804. | 2024-02-26 | 389600 | 100
26479 | T1 | PATTERSON-UTI DRILLING COMPANY LLC | PATTERSON DRILLING | 9915 W INDUSTRIAL AVE | MIDLAND | TX | 79706 | MIDLAND | CN603425174 | RN102277621 | Low NOx combustion system consisting of electronic fuel injection system including electronic fuel injectors, the electronic control module that controls the injectors, and turbochargers that include an aftercooler on compression ignition engines on Rig 221. | The following property is used 100% for pollution control to meet or exceed federal or state regulations: Low NOx combustion system consisting of electronic fuel injection system including electronic fuel injectors, the electronic control module that controls the injectors, and turbochargers that include an aftercooler on compression ignition engines on Rig 221. | 2024-02-26 | 292200 | 100
26480 | T1 | PATTERSON-UTI DRILLING COMPANY LLC | PATTERSON DRILLING | 9915 W INDUSTRIAL AVE | MIDLAND | TX | 79706 | MIDLAND | CN603425174 | RN102277621 | Low NOx combustion system consisting of electronic fuel injection system including electronic fuel injectors, the electronic control module that controls the injectors, and turbochargers that include an aftercooler on compression ignition engines on Rig 260. | The following property is used 100% for pollution control to meet or exceed federal or state regulations: Low NOx combustion system consisting of electronic fuel injection system including electronic fuel injectors, the electronic control module that controls the injectors, and turbochargers that include an aftercooler on compression ignition engines on Rig 260. | 2024-02-26 | 292200 | 100
26481 | T1 | PATTERSON-UTI DRILLING COMPANY LLC | PATTERSON DRILLING | 9915 W INDUSTRIAL AVE | MIDLAND | TX | 79706 | MIDLAND | CN603425174 | RN102277621 | Low NOx combustion system consisting of electronic fuel injection system including electronic fuel injectors, the electronic control module that controls the injectors, and turbochargers that include an aftercooler on compression ignition engines on Rig 279. | The following property is used 100% for pollution control to meet or exceed federal or state regulations: Low NOx combustion system consisting of electronic fuel injection system including electronic fuel injectors, the electronic control module that controls the injectors, and turbochargers that include an aftercooler on compression ignition engines on Rig 279. | 2024-02-26 | 389600 | 100
26482 | T1 | ONEOK ARBUCKLE II PIPELINE LLC | ONEOK ARBUCKLE II CHAMBERS PIPELINE SEGMENTS | CHAMBERS COUNTY PIPELINE SEGMENTS, CHAMBERS, TX | Chambers County | TX | 77580 | CHAMBERS | CN605693274 | RN111889341 | Pipeline coatings and cathodic protection on the Oneok Arbuckle II Pipeline. | The following property is used 100% for pollution control to meet or exceed federal or state regulations: Pipeline coatings and cathodic protection on the Oneok Arbuckle II Pipeline. | 2024-04-11 | 45319 | 100
26483 | T1 | ONEOK ARBUCKLE II PIPELINE LLC | ONEOK ARBUCKLE II LEON PIPELINE SEGMENTS | LEON COUNTY PIPELINE SEGMENTS, LEON, TX | Leon County | TX | 75850 | LEON | CN605693274 | RN111889291 | Pipeline coatings and cathodic protection on the Oneok Arbuckle II Pipeline. | The following property is used 100% for pollution control to meet or exceed federal or state regulations: Pipeline coatings and cathodic protection on the Oneok Arbuckle II Pipeline. | 2024-04-11 | 693218 | 100
26484 | T1 | ONEOK ARBUCKLE II PIPELINE LLC | ONEOK ARBUCKLE II JOHNSON PIPELINE SEGMENTS | JOHNSON COUNTY PIPELINE SEGMENTS, JOHNSON, TX 76093 | Johnson County | TX | 76093 | JOHNSON | CN605693274 | RN111889309 | Pipeline coatings and cathodic protection on the Oneok Arbuckle II Pipeline. | The following property is used 100% for pollution control to meet or exceed federal or state regulations: Pipeline coatings and cathodic protection on the Oneok Arbuckle II Pipeline. | 2024-04-11 | 625490 | 100
26485 | T1 | ONEOK ARBUCKLE II PIPELINE LLC | ONEOK ARBUCKLE II JACK PIPELINE SEGMENTS | JACK COUNTY PIPELINE SEGMENTS, JACK, TX, 76459 | Jack County | TX | 76459 | JACK | CN605693274 | RN111889317 | Pipeline coatings and cathodic protection on the Oneok Arbuckle II Pipeline. | The following property is used 100% for pollution control to meet or exceed federal or state regulations: Pipeline coatings and cathodic protection on the Oneok Arbuckle II Pipeline. | 2024-04-11 | 656063 | 100
26486 | T1 | ONEOK ARBUCKLE II PIPELINE LLC | ONEOK ARBUCKLE II HOOD PIPELINE SEGMENTS | HOOD COUNTY PIPELINE SEGMENTS, HOOD, TX 76048 | Hood County | TX | 76048 | HOOD | CN605693274 | RN111889325 | Pipeline coatings and cathodic protection on the Oneok Arbuckle II Pipeline. | The following property is used 100% for pollution control to meet or exceed federal or state regulations: Pipeline coatings and cathodic protection on the Oneok Arbuckle II Pipeline. | 2024-04-11 | 237986 | 100
26487 | T1 | ONEOK ARBUCKLE II PIPELINE LLC | ONEOK ARBUCKLE II HILL PIPELINE SEGMENTS | HILL COUNTY PIPELINE SEGMENTS, HILL TX 76645 | Hill County | TX | 76645 | HILL | CN605693274 | RN111889333 | Pipeline coatings and cathodic protection on the Oneok Arbuckle II Pipeline. | The following property is used 100% for pollution control to meet or exceed federal or state regulations: Pipeline coatings and cathodic protection on the Oneok Arbuckle II Pipeline. | 2024-04-11 | 1252841 | 100
26488 | T1 | ONEOK ARBUCKLE II PIPELINE LLC | ONEOK ARBUCKLE II PARKER PIPELINE SEGMENTS | PARKER COUNTY PIPELINE SEGMENTS, PARKER TX | Parker County | TX | 76087 | PARKER | CN605693274 | RN111889259 | Pipeline coatings and cathodic protection on the Oneok Arbuckle II Pipeline. | The following property is used 100% for pollution control to meet or exceed federal or state regulations: Pipeline coatings and cathodic protection on the Oneok Arbuckle II Pipeline. | 2024-04-11 | 892112 | 100
26489 | T1 | ONEOK ARBUCKLE II PIPELINE LLC | ONEOK ARBUCKLE II MONTAGUE PIPELINE SEGMENTS | MONTAGUE COUNTY PIPELINE SEGMENTS, MONTAGUE, TX, 76251 | Montague County | TX | 76251 | MONTAGUE | CN605693274 | RN111889267 | Pipeline coatings and cathodic protection on the Oneok Arbuckle II Pipeline. | The following property is used 100% for pollution control to meet or exceed federal or state regulations: Pipeline coatings and cathodic protection on the Oneok Arbuckle II Pipeline. | 2024-04-11 | 636908 | 100
26490 | T1 | ONEOK ARBUCKLE II PIPELINE LLC | ONEOK ARBUCKLE II MADISON PIPELINE SEGMENTS | MADISON COUNTY PIPELINE SEGMENTS, MADISON, TX, 75852 | Madison County | TX | 75852 | MADISON | CN605693274 | RN111889275 | Pipeline coatings and cathodic protection on the Oneok Arbuckle II Pipeline. | The following property is used 100% for pollution control to meet or exceed federal or state regulations: Pipeline coatings and cathodic protection on the Oneok Arbuckle II Pipeline. | 2024-04-11 | 518466 | 100
26491 | T1 | ONEOK ARBUCKLE II PIPELINE LLC | ONEOK ARBUCKLE II LIMESTONE PIPELINE SEGMENTS | LIMESTONE COUNTY PIPELINE SEGMENTS, LIMESTONE, TX | Limestone County | TX | 76678 | LIMESTONE | CN605693274 | RN111889283 | Pipeline coatings and cathodic protection on the Oneok Arbuckle II Pipeline. | The following property is used 100% for pollution control to meet or exceed federal or state regulations: Pipeline coatings and cathodic protection on the Oneok Arbuckle II Pipeline. | 2024-04-11 | 1066232 | 100
26492 | T1 | PATTERSON-UTI DRILLING COMPANY LLC | PATTERSON DRILLING | 9915 W INDUSTRIAL AVE | MIDLAND | TX | 79706 | MIDLAND | CN603425174 | RN102277621 | Low NOx combustion system consisting of electronic fuel injection system including electronic fuel injectors, the electronic control module that controls the injectors, and turbochargers that include an aftercooler on compression ignition engines on Rig 297. | The following property is used 100% for pollution control to meet or exceed federal or state regulations: Low NOx combustion system consisting of electronic fuel injection system including electronic fuel injectors, the electronic control module that controls the injectors, and turbochargers that include an aftercooler on compression ignition engines on Rig 297. | 2024-02-26 | 389600 | 100
26493 | T1 | ONEOK ARBUCKLE II PIPELINE LLC | ONEOK ARBUCKLE II HILL PIPELINE SEGMENTS | HILL COUNTY PIPELINE SEGMENTS, HILL TX 76645 | Hill County | TX | 76645 | HILL | CN605693274 | RN111889333 | Eight automatic shut off valves (block valves equipped with an actuator to close the valve) installed along the pipeline. | The following property is used 100% for pollution control to meet or exceed federal or state regulations: Eight automatic shut off valves (block valves equipped with an actuator to close the valve) installed along the pipeline. | 2024-05-17 | 832771 | 100
26494 | T1 | ONEOK ARBUCKLE II PIPELINE LLC | ONEOK ARBUCKLE II CHAMBERS PIPELINE SEGMENTS | CHAMBERS COUNTY PIPELINE SEGMENTS, CHAMBERS, TX | Chambers County | TX | 77580 | CHAMBERS | CN605693274 | RN111889341 | Two automatic shut off valves (block valves equipped with an actuator to close the valve) installed along the pipeline. | The following property is used 100% for pollution control to meet or exceed federal or state regulations: Two automatic shut off valves (block valves equipped with an actuator to close the valve) installed along the pipeline. | 2024-05-17 | 30123 | 100
26495 | T1 | ONEOK ARBUCKLE II PIPELINE LLC | ONEOK ARBUCKLE II WALKER PIPELINE SEGMENTS | WALKER COUNTY PIPELINE SEGMENTS, WALKER, TX 77349 | Walker County | TX | 77349 | WALKER | CN605693274 | RN111889234 | Nondestructive pipeline testing expenditures – Radiography. | The following property is used 100% for pollution control to meet or exceed federal or state regulations: Nondestructive pipeline testing expenditures – Radiography. | 2024-05-17 | 3886218 | 100
26496 | T1 | ONEOK ARBUCKLE II PIPELINE LLC | ONEOK ARBUCKLE II ROBERTSON PIPELINE SEGMENTS | ROBERTSON COUNTY PIPELINE SEGMENTS, ROBERTSON, TX 77870 | Robertson County | TX | 77870 | ROBERTSON | CN605693274 | RN111889242 | Nondestructive pipeline testing expenditures – Radiography. | The following property is used 100% for pollution control to meet or exceed federal or state regulations: Nondestructive pipeline testing expenditures – Radiography. | 2024-05-17 | 443646 | 100
26497 | T1 | ONEOK ARBUCKLE II PIPELINE LLC | ONEOK ARBUCKLE II PARKER PIPELINE SEGMENTS | PARKER COUNTY PIPELINE SEGMENTS, PARKER TX | Parker County | TX | 76087 | PARKER | CN605693274 | RN111889259 | Nondestructive pipeline testing expenditures – Radiography. | The following property is used 100% for pollution control to meet or exceed federal or state regulations: Nondestructive pipeline testing expenditures – Radiography. | 2024-05-17 | 4408085 | 100
26498 | T1 | ONEOK ARBUCKLE II PIPELINE LLC | ONEOK ARBUCKLE II MONTAGUE PIPELINE SEGMENTS | MONTAGUE COUNTY PIPELINE SEGMENTS, MONTAGUE, TX, 76251 | Montague County | TX | 76251 | MONTAGUE | CN605693274 | RN111889267 | Nondestructive pipeline testing expenditures – Radiography. | The following property is used 100% for pollution control to meet or exceed federal or state regulations: Nondestructive pipeline testing expenditures – Radiography. | 2024-05-17 | 3147077 | 100
26499 | T1 | ONEOK ARBUCKLE II PIPELINE LLC | ONEOK ARBUCKLE II MADISON PIPELINE SEGMENTS | MADISON COUNTY PIPELINE SEGMENTS, MADISON, TX, 75852 | Madison County | TX | 75852 | MADISON | CN605693274 | RN111889275 | Nondestructive pipeline testing expenditures – Radiography. | The following property is used 100% for pollution control to meet or exceed federal or state regulations: Nondestructive pipeline testing expenditures – Radiography. | 2024-05-17 | 2561832 | 100
26500 | T1 | ONEOK ARBUCKLE II PIPELINE LLC | ONEOK ARBUCKLE II LIMESTONE PIPELINE SEGMENTS | LIMESTONE COUNTY PIPELINE SEGMENTS, LIMESTONE, TX | Limestone County | TX | 76678 | LIMESTONE | CN605693274 | RN111889283 | Nondestructive pipeline testing expenditures – Radiography. | The following property is used 100% for pollution control to meet or exceed federal or state regulations: Nondestructive pipeline testing expenditures – Radiography. | 2024-05-17 | 5268438 | 100
26501 | T1 | ONEOK ARBUCKLE II PIPELINE LLC | ONEOK ARBUCKLE II LEON PIPELINE SEGMENTS | LEON COUNTY PIPELINE SEGMENTS, LEON, TX | Leon County | TX | 75850 | LEON | CN605693274 | RN111889291 | Nondestructive pipeline testing expenditures – Radiography. | The following property is used 100% for pollution control to meet or exceed federal or state regulations: Nondestructive pipeline testing expenditures – Radiography. | 2024-05-17 | 3425310 | 100
26502 | T1 | ONEOK ARBUCKLE II PIPELINE LLC | ONEOK ARBUCKLE II JOHNSON PIPELINE SEGMENTS | JOHNSON COUNTY PIPELINE SEGMENTS, JOHNSON, TX 76093 | Johnson County | TX | 76093 | JOHNSON | CN605693274 | RN111889309 | Nondestructive pipeline testing expenditures – Radiography. | The following property is used 100% for pollution control to meet or exceed federal or state regulations: Nondestructive pipeline testing expenditures – Radiography. | 2024-05-17 | 3090654 | 100
26503 | T1 | PATTERSON-UTI DRILLING COMPANY LLC | PATTERSON DRILLING | 9915 W INDUSTRIAL AVE | MIDLAND | TX | 79706 | MIDLAND | CN603425174 | RN102277621 | Low NOx combustion system consisting of electronic fuel injection system including electronic fuel injectors, the electronic control module that controls the injectors, and turbochargers that include an aftercooler on compression ignition engines on Rig 566. | The following property is used 100% for pollution control to meet or exceed federal or state regulations: Low NOx combustion system consisting of electronic fuel injection system including electronic fuel injectors, the electronic control module that controls the injectors, and turbochargers that include an aftercooler on compression ignition engines on Rig 566. | 2024-02-26 | 292200 | 100
26504 | T1 | PATTERSON-UTI DRILLING COMPANY LLC | PATTERSON DRILLING | 9915 W INDUSTRIAL AVE | MIDLAND | TX | 79706 | MIDLAND | CN603425174 | RN102277621 | Low NOx combustion system consisting of electronic fuel injection system including electronic fuel injectors, the electronic control module that controls the injectors, and turbochargers that include an aftercooler on compression ignition engines on Rig 816. | The following property is used 100% for pollution control to meet or exceed federal or state regulations: Low NOx combustion system consisting of electronic fuel injection system including electronic fuel injectors, the electronic control module that controls the injectors, and turbochargers that include an aftercooler on compression ignition engines on Rig 816. | 2024-02-26 | 292200 | 100
26505 | T1 | ONEOK ARBUCKLE PIPELINE LLC | ONEOK ARBUCKLE PIPELINE WISE PIPE SEGMENTS | ONEOK ARBUCKLE PIPELINE PIPE SEGMENTS IN WISE COUNTY | Wise County | TX | 76431 | WISE | CN603450727 | RN111892600 | Sedimentation and erosion controls consisting of slope breakers, silt fences, sedimentation barriers, staked hay or straw bales, matting, and diking. | The following property is used 100% for pollution control and is installed to meet or exceed federal or state regulations: Sedimentation and erosion controls consisting of slope breakers, silt fences, sedimentation barriers, staked hay or straw bales, matting, and diking. | 2024-04-16 | 2697802 | 100
26506 | T1 | ONEOK ARBUCKLE PIPELINE LLC | ONEOK ARBUCKLE PIPELINE WALKER PIPE SEGMENTS | ONEOK ARBUCKLE PIPELINE PIPE SEGMENTS IN WALKER COUNTY | Walker County | TX | 77864 | WALKER | CN603450727 | RN111892618 | Sedimentation and erosion controls consisting of slope breakers, silt fences, sedimentation barriers, staked hay or straw bales, matting, and diking. | The following property is used 100% for pollution control and is installed to meet or exceed federal or state regulations: Sedimentation and erosion controls consisting of slope breakers, silt fences, sedimentation barriers, staked hay or straw bales, matting, and diking. | 2024-04-16 | 2431354 | 100
26507 | T1 | ONEOK ARBUCKLE PIPELINE LLC | ONEOK ARBUCKLE PIPELINE SAN JACINTO PIPE SEGMENTS | ONEOK ARBUCKLE PIPELINE PIPE SEGMENTS IN SAN JACINTO COUNTY | San Jacinto County | TX | 77371 | SAN JACINTO | CN603450727 | RN111892626 | Sedimentation and erosion controls consisting of slope breakers, silt fences, sedimentation barriers, staked hay or straw bales, matting, and diking. | The following property is used 100% for pollution control and is installed to meet or exceed federal or state regulations: Sedimentation and erosion controls consisting of slope breakers, silt fences, sedimentation barriers, staked hay or straw bales, matting, and diking. | 2024-04-16 | 7808174 | 100
26508 | T1 | ONEOK ARBUCKLE PIPELINE LLC | ONEOK ARBUCKLE PIPELINE PARKER PIPE SEGMENTS | ONEOK ARBUCKLE PIPELINE PIPE SEGMENTS IN PARKER COUNTY | Parker County | TX | 76087 | PARKER | CN603450727 | RN111892634 | Sedimentation and erosion controls consisting of slope breakers, silt fences, sedimentation barriers, staked hay or straw bales, matting, and diking. | The following property is used 100% for pollution control and is installed to meet or exceed federal or state regulations: Sedimentation and erosion controls consisting of slope breakers, silt fences, sedimentation barriers, staked hay or straw bales, matting, and diking. | 2024-04-16 | 3119594 | 100
26509 | T1 | ONEOK ARBUCKLE PIPELINE LLC | ONEOK ARBUCKLE PIPELINE NAVARRO PIPE SEGMENTS | ONEOK ARBUCKLE PIPELINE PIPE SEGMENTS IN NAVARRO COUNTY | Navarro County | TX | 76679 | NAVARRO | CN603450727 | RN111892642 | Sedimentation and erosion controls consisting of slope breakers, silt fences, sedimentation barriers, staked hay or straw bales, matting, and diking. | The following property is used 100% for pollution control and is installed to meet or exceed federal or state regulations: Sedimentation and erosion controls consisting of slope breakers, silt fences, sedimentation barriers, staked hay or straw bales, matting, and diking. | 2024-04-16 | 3192467 | 100
26510 | T1 | ONEOK ARBUCKLE PIPELINE LLC | ONEOK ARBUCKLE PIPELINE MONTAGUE PIPE SEGMENTS | ONEOK ARBUCKLE PIPELINE PIPE SEGMENTS IN MONTAGUE COUNTY | Montague County | TX | 76251 | MONTAGUE | CN603450727 | RN111892659 | Sedimentation and erosion controls consisting of slope breakers, silt fences, sedimentation barriers, staked hay or straw bales, matting, and diking. | The following property is used 100% for pollution control and is installed to meet or exceed federal or state regulations: Sedimentation and erosion controls consisting of slope breakers, silt fences, sedimentation barriers, staked hay or straw bales, matting, and diking. | 2024-04-16 | 1862276 | 100
26511 | T1 | ONEOK ARBUCKLE PIPELINE LLC | ONEOK ARBUCKLE PIPELINE MADISON PIPE SEGMENTS | ONEOK ARBUCKLE PIPELINE PIPE SEGMENTS IN MADISON COUNTY | Madison County | TX | 75852 | MADISON | CN603450727 | RN111892667 | Sedimentation and erosion controls consisting of slope breakers, silt fences, sedimentation barriers, staked hay or straw bales, matting, and diking. | The following property is used 100% for pollution control and is installed to meet or exceed federal or state regulations: Sedimentation and erosion controls consisting of slope breakers, silt fences, sedimentation barriers, staked hay or straw bales, matting, and diking. | 2024-04-16 | 1242176 | 100
26512 | T1 | ONEOK ARBUCKLE PIPELINE LLC | ONEOK ARBUCKLE PIPELINE LIBERTY PIPE SEGMENTS | ONEOK ARBUCKLE PIPELINE PIPE SEGMENTS IN LIBERTY COUNTY | Liberty County | TX | 77327 | LIBERTY | CN603450727 | RN111892675 | Sedimentation and erosion controls consisting of slope breakers, silt fences, sedimentation barriers, staked hay or straw bales, matting, and diking. | The following property is used 100% for pollution control and is installed to meet or exceed federal or state regulations: Sedimentation and erosion controls consisting of slope breakers, silt fences, sedimentation barriers, staked hay or straw bales, matting, and diking. | 2024-04-16 | 10066545 | 100
26513 | T1 | ONEOK ARBUCKLE PIPELINE LLC | ONEOK ARBUCKLE PIPELINE LEON PIPE SEGMENTS | ONEOK ARBUCKLE PIPELINE PIPE SEGMENTS IN LEON COUNTY | Leon County | TX | 75831 | LEON | CN603450727 | RN111892683 | Sedimentation and erosion controls consisting of slope breakers, silt fences, sedimentation barriers, staked hay or straw bales, matting, and diking. | The following property is used 100% for pollution control and is installed to meet or exceed federal or state regulations: Sedimentation and erosion controls consisting of slope breakers, silt fences, sedimentation barriers, staked hay or straw bales, matting, and diking. | 2024-04-16 | 2974899 | 100
26514 | T1 | ONEOK ARBUCKLE PIPELINE LLC | ONEOK ARBUCKLE PIPELINE JOHNSON PIPE SEGMENTS | ONEOK ARBUCKLE PIPELINE PIPE SEGMENTS IN JOHNSON COUNTY | Johnson County | TX | 76035 | JOHNSON | CN603450727 | RN111892691 | Sedimentation and erosion controls consisting of slope breakers, silt fences, sedimentation barriers, staked hay or straw bales, matting, and diking. | The following property is used 100% for pollution control and is installed to meet or exceed federal or state regulations: Sedimentation and erosion controls consisting of slope breakers, silt fences, sedimentation barriers, staked hay or straw bales, matting, and diking. | 2024-04-16 | 2948629 | 100
26515 | T1 | ONEOK ARBUCKLE PIPELINE LLC | ONEOK ARBUCKLE PIPELINE HOOD PIPE SEGMENTS | ONEOK ARBUCKLE PIPELINE PIPE SEGMENTS IN HOOD COUNTY | Hood County | TX | 76035 | HOOD | CN603450727 | RN111892709 | Sedimentation and erosion controls consisting of slope breakers, silt fences, sedimentation barriers, staked hay or straw bales, matting, and diking. | The following property is used 100% for pollution control and is installed to meet or exceed federal or state regulations: Sedimentation and erosion controls consisting of slope breakers, silt fences, sedimentation barriers, staked hay or straw bales, matting, and diking. | 2024-04-16 | 1278202 | 100
26516 | T1 | ONEOK ARBUCKLE PIPELINE LLC | ONEOK ARBUCKLE PIPELINE HILL PIPE SEGMENTS | ONEOK ARBUCKLE PIPELINE PIPE SEGMENTS IN HILL COUNTY | Hill County | TX | 76055 | HILL | CN603450727 | RN111892717 | Sedimentation and erosion controls consisting of slope breakers, silt fences, sedimentation barriers, staked hay or straw bales, matting, and diking. | The following property is used 100% for pollution control and is installed to meet or exceed federal or state regulations: Sedimentation and erosion controls consisting of slope breakers, silt fences, sedimentation barriers, staked hay or straw bales, matting, and diking. | 2024-04-16 | 965869 | 100
26517 | T1 | ONEOK ARBUCKLE PIPELINE LLC | ONEOK ARBUCKLE PIPELINE FREESTONE PIPE SEGMENTS | ONEOK ARBUCKLE PIPELINE PIPE SEGMENTS IN FREESTONE COUNTY | Freestone County | TX | 76055 | FREESTONE | CN603450727 | RN111892725 | Sedimentation and erosion controls consisting of slope breakers, silt fences, sedimentation barriers, staked hay or straw bales, matting, and diking. | The following property is used 100% for pollution control and is installed to meet or exceed federal or state regulations: Sedimentation and erosion controls consisting of slope breakers, silt fences, sedimentation barriers, staked hay or straw bales, matting, and diking. | 2024-04-16 | 5600275 | 100
26518 | T1 | ONEOK ARBUCKLE PIPELINE LLC | ONEOK ARBUCKLE PIPELINE ELLIS PIPE SEGMENTS | ONEOK ARBUCKLE PIPELINE PIPE SEGMENTS IN ELLIS COUNTY | Ellis County | TX | 76670 | ELLIS | CN603450727 | RN111892733 | Sedimentation and erosion controls consisting of slope breakers, silt fences, sedimentation barriers, staked hay or straw bales, matting, and diking. | The following property is used 100% for pollution control and is installed to meet or exceed federal or state regulations: Sedimentation and erosion controls consisting of slope breakers, silt fences, sedimentation barriers, staked hay or straw bales, matting, and diking. | 2024-04-16 | 1238016 | 100
26519 | T1 | ONEOK ARBUCKLE PIPELINE LLC | ONEOK ARBUCKLE PIPELINE CHAMBERS PIPE SEGMENTS | ONEOK ARBUCKLE PIPELINE PIPE SEGMENTS IN CHAMBERS COUNTY | Chambers County | TX | 77521 | CHAMBERS | CN603450727 | RN111892741 | Sedimentation and erosion controls consisting of slope breakers, silt fences, sedimentation barriers, staked hay or straw bales, matting, and diking. | The following property is used 100% for pollution control and is installed to meet or exceed federal or state regulations: Sedimentation and erosion controls consisting of slope breakers, silt fences, sedimentation barriers, staked hay or straw bales, matting, and diking. | 2024-04-16 | 237786 | 100
26520 | T1 | ONEOK NGL PIPELINE LLC | WEST TEXAS LPG PIPELINE LP WINKLER PIPE SEGMENTS | WEST TEXAS LPG PIPELINE LP PIPE SEGMENTS IN WINKLER COUNTY | Winkler County | TX | 79745 | WINKLER | CN602879470 | RN111893194 | Sedimentation and erosion controls consisting of slope breakers, silt fences, sedimentation barriers, staked hay or straw bales, matting, and diking. | The following property is used 100% for pollution control and is installed to meet or exceed federal or state regulations: Sedimentation and erosion controls consisting of slope breakers, silt fences, sedimentation barriers, staked hay or straw bales, matting, and diking. | 2024-04-16 | 2247336 | 100
26521 | T1 | ONEOK NGL PIPELINE LLC | WEST TEXAS LPG PIPELINE LP TAYLOR PIPE SEGMENTS | WEST TEXAS LPG PIPELINE LP PIPE SEGMENTS IN TAYLOR COUNTY | Taylor County | TX | 79561 | TAYLOR | CN602879470 | RN111893202 | Sedimentation and erosion controls consisting of slope breakers, silt fences, sedimentation barriers, staked hay or straw bales, matting, and diking. | The following property is used 100% for pollution control and is installed to meet or exceed federal or state regulations: Sedimentation and erosion controls consisting of slope breakers, silt fences, sedimentation barriers, staked hay or straw bales, matting, and diking. | 2024-04-16 | 1320758 | 100
26522 | T1 | ONEOK NGL PIPELINE LLC | WEST TEXAS LPG PIPELINE LP SCURRY PIPE SEGMENTS | WEST TEXAS LPG PIPELINE LP PIPE SEGMENTS IN SCURRY COUNTY | Scurry County | TX | 79549 | SCURRY | CN602879470 | RN111893210 | Sedimentation and erosion controls consisting of slope breakers, silt fences, sedimentation barriers, staked hay or straw bales, matting, and diking. | The following property is used 100% for pollution control and is installed to meet or exceed federal or state regulations: Sedimentation and erosion controls consisting of slope breakers, silt fences, sedimentation barriers, staked hay or straw bales, matting, and diking. | 2024-04-16 | 364770 | 100
26523 | T1 | ONEOK NGL PIPELINE LLC | WEST TEXAS LPG PIPELINE LP REEVES PIPE SEGMENTS | WEST TEXAS LPG PIPELINE LP PIPE SEGMENTS IN REEVES COUNTY | Reeves County | TX | 79770 | REEVES | CN602879470 | RN111893228 | Sedimentation and erosion controls consisting of slope breakers, silt fences, sedimentation barriers, staked hay or straw bales, matting, and diking. | The following property is used 100% for pollution control and is installed to meet or exceed federal or state regulations: Sedimentation and erosion controls consisting of slope breakers, silt fences, sedimentation barriers, staked hay or straw bales, matting, and diking. | 2024-04-16 | 141440 | 100
26524 | T1 | ONEOK NGL PIPELINE LLC | WEST TEXAS LPG PIPELINE LP PARKER PIPE SEGMENTS | WEST TEXAS LPG PIPELINE LP PIPE SEGMENTS IN PARKER COUNTY | Parker County | TX | 76066 | PARKER | CN602879470 | RN111893236 | Sedimentation and erosion controls consisting of slope breakers, silt fences, sedimentation barriers, staked hay or straw bales, matting, and diking. | The following property is used 100% for pollution control and is installed to meet or exceed federal or state regulations: Sedimentation and erosion controls consisting of slope breakers, silt fences, sedimentation barriers, staked hay or straw bales, matting, and diking. | 2024-04-16 | 879840 | 100
26525 | T1 | ONEOK NGL PIPELINE LLC | WEST TEXAS LPG PIPELINE LP PALO PINTO PIPE SEGMENTS | WEST TEXAS LPG PIPELINE LP PIPE SEGMENTS IN PALO PINTO COUNTY | Palo Pinto County | TX | 76472 | PALO PINTO | CN602879470 | RN111893244 | Sedimentation and erosion controls consisting of slope breakers, silt fences, sedimentation barriers, staked hay or straw bales, matting, and diking. | The following property is used 100% for pollution control and is installed to meet or exceed federal or state regulations: Sedimentation and erosion controls consisting of slope breakers, silt fences, sedimentation barriers, staked hay or straw bales, matting, and diking. | 2024-04-16 | 1315392 | 100
26526 | T1 | ONEOK NGL PIPELINE LLC | WEST TEXAS LPG PIPELINE LP NOLAN PIPE SEGMENTS | WEST TEXAS LPG PIPELINE LP PIPE SEGMENTS IN NOLAN COUNTY | Nolan County | TX | 79556 | NOLAN | CN602879470 | RN111893251 | Sedimentation and erosion controls consisting of slope breakers, silt fences, sedimentation barriers, staked hay or straw bales, matting, and diking. | The following property is used 100% for pollution control and is installed to meet or exceed federal or state regulations: Sedimentation and erosion controls consisting of slope breakers, silt fences, sedimentation barriers, staked hay or straw bales, matting, and diking. | 2024-04-16 | 2364045 | 100
26527 | T1 | ONEOK NGL PIPELINE LLC | WEST TEXAS LPG PIPELINE LP MITCHELL PIPE SEGMENTS | WEST TEXAS LPG PIPELINE LP PIPE SEGMENTS IN MITCHELL COUNTY | Mitchell County | TX | 79532 | MITCHELL | CN602879470 | RN111893269 | Sedimentation and erosion controls consisting of slope breakers, silt fences, sedimentation barriers, staked hay or straw bales, matting, and diking. | The following property is used 100% for pollution control and is installed to meet or exceed federal or state regulations: Sedimentation and erosion controls consisting of slope breakers, silt fences, sedimentation barriers, staked hay or straw bales, matting, and diking. | 2024-04-16 | 3267846 | 100
26528 | T1 | ONEOK NGL PIPELINE LLC | WEST TEXAS LPG PIPELINE LP MIDLAND PIPE SEGMENTS | WEST TEXAS LPG PIPELINE LP PIPE SEGMENTS IN MIDLAND COUNTY | Midland County | TX | 79701 | MIDLAND | CN602879470 | RN111893277 | Sedimentation and erosion controls consisting of slope breakers, silt fences, sedimentation barriers, staked hay or straw bales, matting, and diking. | The following property is used 100% for pollution control and is installed to meet or exceed federal or state regulations: Sedimentation and erosion controls consisting of slope breakers, silt fences, sedimentation barriers, staked hay or straw bales, matting, and diking. | 2024-04-16 | 1953037 | 100
26529 | T1 | ONEOK NGL PIPELINE LLC | WEST TEXAS LPG PIPELINE LP MARTIN PIPE SEGMENTS | WEST TEXAS LPG PIPELINE LP PIPE SEGMENTS IN MARTIN COUNTY | Martin County | TX | 79782 | MARTIN | CN602879470 | RN111893285 | Sedimentation and erosion controls consisting of slope breakers, silt fences, sedimentation barriers, staked hay or straw bales, matting, and diking. | The following property is used 100% for pollution control and is installed to meet or exceed federal or state regulations: Sedimentation and erosion controls consisting of slope breakers, silt fences, sedimentation barriers, staked hay or straw bales, matting, and diking. | 2024-04-16 | 1592739 | 100
26530 | T1 | ONEOK NGL PIPELINE LLC | WEST TEXAS LPG PIPELINE LP LOVING PIPE SEGMENTS | WEST TEXAS LPG PIPELINE LP PIPE SEGMENTS IN LOVING COUNTY | Loving County | TX | 79754 | LOVING | CN602879470 | RN111893293 | Sedimentation and erosion controls consisting of slope breakers, silt fences, sedimentation barriers, staked hay or straw bales, matting, and diking. | The following property is used 100% for pollution control and is installed to meet or exceed federal or state regulations: Sedimentation and erosion controls consisting of slope breakers, silt fences, sedimentation barriers, staked hay or straw bales, matting, and diking. | 2024-04-16 | 1083264 | 100
26531 | T1 | ONEOK NGL PIPELINE LLC | WEST TEXAS LPG PIPELINE LP LIBERTY PIPE SEGMENTS | WEST TEXAS LPG PIPELINE LP PIPE SEGMENTS IN LIBERTY COUNTY | Liberty County | TX | 77535 | LIBERTY | CN602879470 | RN111893301 | Sedimentation and erosion controls consisting of slope breakers, silt fences, sedimentation barriers, staked hay or straw bales, matting, and diking. | The following property is used 100% for pollution control and is installed to meet or exceed federal or state regulations: Sedimentation and erosion controls consisting of slope breakers, silt fences, sedimentation barriers, staked hay or straw bales, matting, and diking. | 2024-04-16 | 1280240 | 100
26532 | T1 | ONEOK NGL PIPELINE LLC | WEST TEXAS LPG PIPELINE LP HOWARD PIPE SEGMENTS | WEST TEXAS LPG PIPELINE LP PIPE SEGMENTS IN HOWARD COUNTY | Howard County | TX | 79511 | HOWARD | CN602879470 | RN111893319 | Sedimentation and erosion controls consisting of slope breakers, silt fences, sedimentation barriers, staked hay or straw bales, matting, and diking. | The following property is used 100% for pollution control and is installed to meet or exceed federal or state regulations: Sedimentation and erosion controls consisting of slope breakers, silt fences, sedimentation barriers, staked hay or straw bales, matting, and diking. | 2024-04-16 | 3328666 | 100
26533 | T1 | ONEOK NGL PIPELINE LLC | WEST TEXAS LPG PIPELINE LP ECTOR PIPE SEGMENTS | WEST TEXAS LPG PIPELINE LP PIPE SEGMENTS IN ECTOR COUNTY | Ector County | TX | 79741 | ECTOR | CN602879470 | RN111893327 | Sedimentation and erosion controls consisting of slope breakers, silt fences, sedimentation barriers, staked hay or straw bales, matting, and diking. | The following property is used 100% for pollution control and is installed to meet or exceed federal or state regulations: Sedimentation and erosion controls consisting of slope breakers, silt fences, sedimentation barriers, staked hay or straw bales, matting, and diking. | 2024-04-16 | 2579273 | 100
26534 | T1 | ONEOK WEST TEXAS NGL PIPELINE LLC | ONEOK WEST TEXAS NGL PL LLC EASTLAND PIPE SEGMENTS | ONEOK WEST TEXAS NGL PL LLC PIPE SEGMENTS IN EASTLAND COUNTY | Eastland County | TX | 76470 | EASTLAND | CN605994672 | RN111893335 | Sedimentation and erosion controls consisting of slope breakers, silt fences, sedimentation barriers, staked hay or straw bales, matting, and diking. | The following property is used 100% for pollution control and is installed to meet or exceed federal or state regulations: Sedimentation and erosion controls consisting of slope breakers, silt fences, sedimentation barriers, staked hay or straw bales, matting, and diking. | 2024-04-16 | 1271712 | 100
26535 | T1 | ONEOK NGL PIPELINE LLC | WEST TEXAS LPG PIPELINE LP CHAMBERS PIPE SEGMENTS | WEST TEXAS LPG PIPELINE LP PIPE SEGMENTS IN CHAMBERS COUNTY | Chambers County | TX | 77521 | CHAMBERS | CN602879470 | RN111893343 | Sedimentation and erosion controls consisting of slope breakers, silt fences, sedimentation barriers, staked hay or straw bales, matting, and diking. | The following property is used 100% for pollution control and is installed to meet or exceed federal or state regulations: Sedimentation and erosion controls consisting of slope breakers, silt fences, sedimentation barriers, staked hay or straw bales, matting, and diking. | 2024-04-16 | 420160 | 100
26536 | T1 | ONEOK NGL PIPELINE LLC | WEST TEXAS LPG PIPELINE LP ANDREWS PIPE SEGMENTS | WEST TEXAS LPG PIPELINE LP PIPE SEGMENTS IN ANDREWS COUNTY | Andrews County | TX | 79714 | ANDREWS | CN602879470 | RN111893350 | Sedimentation and erosion controls consisting of slope breakers, silt fences, sedimentation barriers, staked hay or straw bales, matting, and diking. | The following property is used 100% for pollution control and is installed to meet or exceed federal or state regulations: Sedimentation and erosion controls consisting of slope breakers, silt fences, sedimentation barriers, staked hay or straw bales, matting, and diking. | 2024-04-16 | 69056 | 100
26537 | T1 | PATTERSON-UTI DRILLING COMPANY LLC | PATTERSON DRILLING | 9915 W INDUSTRIAL AVE | MIDLAND | TX | 79706 | MIDLAND | CN603425174 | RN102277621 | Low NOx combustion system consisting of electronic fuel injection system including electronic fuel injectors, the electronic control module that controls the injectors, and turbochargers that include an aftercooler on compression ignition engines on Rig 233. | The following property is used 100% for pollution control to meet or exceed federal or state regulations: Low NOx combustion system consisting of electronic fuel injection system including electronic fuel injectors, the electronic control module that controls the injectors, and turbochargers that include an aftercooler on compression ignition engines on Rig 233. | 2024-02-26 | 292200 | 100
26538 | T1 | AIR PRODUCTS LLC | INEOS ACETYLS CHEMICALS TEXAS CITY | 201 BAY ST S | TEXAS CITY | TX | 77590 | GALVESTON | CN602299257 | RN100212620 | It is a circular settling basin usually containing surface skimmers and sludge removal. | NOD response not received | 2024-05-21 | 15914987 | 100
26539 | T1 | PATTERSON-UTI DRILLING COMPANY LLC | PATTERSON DRILLING | 9915 W INDUSTRIAL AVE | MIDLAND | TX | 79706 | MIDLAND | CN603425174 | RN102277621 | Low NOx combustion system consisting of electronic fuel injection system including electronic fuel injectors, the electronic control module that controls the injectors, and turbochargers that include an aftercooler on compression ignition engines on Rig 247. | The following property is used 100% for pollution control to meet or exceed federal or state regulations: Low NOx combustion system consisting of electronic fuel injection system including electronic fuel injectors, the electronic control module that controls the injectors, and turbochargers that include an aftercooler on compression ignition engines on Rig 247. | 2024-02-26 | 292200 | 100
26540 | T1 | PATTERSON-UTI DRILLING COMPANY LLC | PATTERSON DRILLING | 9915 W INDUSTRIAL AVE | MIDLAND | TX | 79706 | MIDLAND | CN603425174 | RN102277621 | Low NOx combustion system consisting of electronic fuel injection system including electronic fuel injectors, the electronic control module that controls the injectors, and turbochargers that include an aftercooler on compression ignition engines on Rig 248. | The following property is used 100% for pollution control to meet or exceed federal or state regulations: Low NOx combustion system consisting of electronic fuel injection system including electronic fuel injectors, the electronic control module that controls the injectors, and turbochargers that include an aftercooler on compression ignition engines on Rig 248. | 2024-02-26 | 389600 | 100
26541 | T1 | REMY JADE GENERATING LLC | REMY JADE POWER STATION | Latitude = 29.848112, Longitude = -95.015497 | Harris County | TX | 77532 | HARRIS | CN605940451 | RN111340964 | Continuous emission monitoring systems on turbine stacks CT-7 and CT-8. | Application withdrawn | 2024-05-01 | 1146661 | 100
26542 | T1 | REMY JADE GENERATING LLC | REMY JADE POWER STATION | Latitude = 29.848112, Longitude = -95.015497 | Harris County | TX | 77532 | HARRIS | CN605940451 | RN111340964 | Wastewater collection, treatment and disposal system consisting of a wastewater tank, oily water separator, pumps and associated piping. | The following property is used 100% for pollution control to meet or exceed federal or state regulations: Wastewater collection, treatment and disposal system consisting of a wastewater tank, oily water separator, pumps and associated piping. | 2024-04-19 | 2311984 | 100
26543 | T1 | REMY JADE GENERATING LLC | REMY JADE POWER STATION | Latitude = 29.848112, Longitude = -95.015497 | Harris County | TX | 77532 | HARRIS | CN605940451 | RN111340964 | Six selective catalytic reduction systems with associated ammonia tank, piping, and pump and exhaust systems for CT-1 through CT-6. | The following property is used 100% for pollution control to meet or exceed federal or state regulations: Six selective catalytic reduction systems with associated ammonia tank, piping, and pump and exhaust systems for CT-1 through CT-6. | 2024-04-19 | 13883304 | 100
26544 | T1 | REMY JADE GENERATING LLC | REMY JADE POWER STATION | Latitude = 29.848112, Longitude = -95.015497 | Harris County | TX | 77532 | HARRIS | CN605940451 | RN111340964 | Cathodic protection on buried natural gas pipelines. | The following property is used 100% for pollution control to meet or exceed federal or state regulations: Cathodic protection on buried natural gas pipelines. | 2024-04-19 | 68000 | 100
26545 | T1 | PATTERSON-UTI DRILLING COMPANY LLC | PATTERSON DRILLING | 9915 W INDUSTRIAL AVE | MIDLAND | TX | 79706 | MIDLAND | CN603425174 | RN102277621 | Low NOx combustion system consisting of electronic fuel injection system including electronic fuel injectors, the electronic control module that controls the injectors, and turbochargers that include an aftercooler on compression ignition engines on Rig 273. | The following property is used 100% for pollution control to meet or exceed federal or state regulations: Low NOx combustion system consisting of electronic fuel injection system including electronic fuel injectors, the electronic control module that controls the injectors, and turbochargers that include an aftercooler on compression ignition engines on Rig 273. | 2024-02-26 | 389600 | 100
26546 | T1 | AMP TEXAS PIPELINES LLC | AMP TEXAS PIPELINE LLC PL IN WASHINGTON COUNTY | AMP TEXAS PIPELINE LOCATED IN WASHINGTON COUNTY | Washington County | TX | 77835 | WASHINGTON | CN605548759 | RN111894176 | Pipeline coatings and cathodic protection on the Amp Texas Pipeline. | The following property is used 100% for pollution control to meet or exceed federal or state regulations: Pipeline coatings and cathodic protection on the Amp Texas Pipeline. | 2024-04-19 | 183208 | 100
26547 | T1 | AMP TEXAS PIPELINES LLC | AMP TEXAS PIPELINE FAYETTE COUNTY PIPELINES | AMP TEXAS PIPELINE LOCATED IN FAYETTE COUNTY | Fayette County | TX | 78945 | FAYETTE | CN605548759 | RN111894184 | Pipeline coatings and cathodic protection on the Amp Texas Pipeline. | The following property is used 100% for pollution control to meet or exceed federal or state regulations: Pipeline coatings and cathodic protection on the Amp Texas Pipeline. | 2024-04-16 | 8336 | 100
26548 | T1 | PETRO-HUNT PERMIAN LLC | PETRO HUNT PERMIAN PIPELINES REEVES COUNTY | SOUTH OF PECOS APPROXIMATELY 11 MILES | Reeves County | TX | 79780 | REEVES | CN606007938 | RN111894192 | Pipeline coatings and cathodic protection on the Petro-Hunt Permian Pipeline. | The following property is used 100% for pollution control to meet or exceed federal or state regulations: Pipeline coatings and cathodic protection on the Petro-Hunt Permian Pipeline. | 2024-04-19 | 36096 | 100
26549 | T1 | PETRO-HUNT PERMIAN LLC | PETRO-HUNT PERMIAN PIPELINE CULBERSON COUNTY | PIPELINE LOCATED IN CULBERSON COUNTY FOR PETRO-HUNT PERMIAN | Culberson County | TX | 79855 | CULBERSON | CN606007938 | RN111894200 | Pipeline coatings and cathodic protection on the Petro-Hunt Permian Pipeline. | The following property is used 100% for pollution control to meet or exceed federal or state regulations: Pipeline coatings and cathodic protection on the Petro-Hunt Permian Pipeline. | 2024-04-19 | 387680 | 100
26550 | T1 | PETRO-HUNT PERMIAN LLC | ARMADILLO SWD FACILITY | Latitude = 31.606267, Longitude = -104.073182 | Culberson County | TX | 79855 | CULBERSON | CN606007938 | RN111894218 | Armadillo Saltwater Disposal Well Facility consisting of poly pipeline, collection tanks, pretreatment separators, shaker screens, and centrifuges. | The following property is used 100% for pollution control and is installed to meet or exceed federal or state regulations: Armadillo Saltwater Disposal Well Facility consisting of poly pipeline, collection tanks, pretreatment separators, shaker screens, and centrifuges. | 2024-04-24 | 750000 | 100
26551 | T1 | PETRO-HUNT PERMIAN LLC | BIGHORN SWD FACILITY | Latitude = 31.664353, Longitude = -104.074472 | Culberson County | TX | 79855 | CULBERSON | CN606007938 | RN111894226 | Bighorn Saltwater Disposal Well Facility consisting of poly pipeline, collection tanks, pretreatment separators, shaker screens, and centrifuges. | The following property is used 100% for pollution control and is installed to meet or exceed federal or state regulations: Bighorn Saltwater Disposal Well Facility consisting of poly pipeline, collection tanks, pretreatment separators, shaker screens, and centrifuges. | 2024-04-24 | 750000 | 100
26552 | T1 | PETRO-HUNT PERMIAN LLC | RINGTAIL SWD FACILITY | Latitude = 31.626785, Longitude = -104.063646 | Culberson County | TX | 79855 | CULBERSON | CN606007938 | RN111894234 | Ringtail Saltwater Disposal Well Facility consisting of poly pipeline, collection tanks, pretreatment separators, shaker screens, and centrifuges. | The following property is used 100% for pollution control and is installed to meet or exceed federal or state regulations: Ringtail Saltwater Disposal Well Facility consisting of poly pipeline, collection tanks, pretreatment separators, shaker screens, and centrifuges. | 2024-04-24 | 750000 | 100
26553 | T1 | PETRO-HUNT PERMIAN LLC | PENNER SWD FACILITY | Latitude = 31.633251, Longitude = -104.058372 | Culberson County | TX | 79785 | CULBERSON | CN606007938 | RN110826906 | Penner Saltwater Disposal Well Facility consisting of poly pipeline, collection tanks, pretreatment separators, shaker screens, and centrifuges. | The following property is used 100% for pollution control and is installed to meet or exceed federal or state regulations: Penner Saltwater Disposal Well Facility consisting of poly pipeline, collection tanks, pretreatment separators, shaker screens, and centrifuges. | 2024-04-24 | 750000 | 100
26554 | T1 | PETRO-HUNT PERMIAN LLC | PENNYBACKER SWD FACILITY | Latitude = 31.633251, Longitude = -104.058372 | Culberson County | TX | 79772 | CULBERSON | CN606007938 | RN110519402 | Pennybacker Saltwater Disposal Well Facility consisting of poly pipeline, collection tanks, pretreatment separators, shaker screens, and centrifuges. | The following property is used 100% for pollution control and is installed to meet or exceed federal or state regulations: Pennybacker Saltwater Disposal Well Facility consisting of poly pipeline, collection tanks, pretreatment separators, shaker screens, and centrifuges. | 2024-04-24 | 750000 | 100
26555 | T1 | PETRO-HUNT PERMIAN LLC | MULE DEER SWD FACILITY | Latitude = 31.5774, Longitude = -104.1267 | Culberson County | TX | 79785 | CULBERSON | CN606007938 | RN110523131 | Mule Deer Saltwater Disposal Well Facility consisting of poly pipeline, collection tanks, pretreatment separators, shaker screens, and centrifuges. | The following property is used 100% for pollution control and is installed to meet or exceed federal or state regulations: Mule Deer Saltwater Disposal Well Facility consisting of poly pipeline, collection tanks, pretreatment separators, shaker screens, and centrifuges. | 2024-04-24 | 750000 | 100
26556 | T1 | PATTERSON-UTI DRILLING COMPANY LLC | PATTERSON DRILLING | 9915 W INDUSTRIAL AVE | MIDLAND | TX | 79706 | MIDLAND | CN603425174 | RN102277621 | Low NOx combustion system consisting of electronic fuel injection system including electronic fuel injectors, the electronic control module that controls the injectors, and turbochargers that include an aftercooler on compression ignition engines on Rig 285. | The following property is used 100% for pollution control to meet or exceed federal or state regulations: Low NOx combustion system consisting of electronic fuel injection system including electronic fuel injectors, the electronic control module that controls the injectors, and turbochargers that include an aftercooler on compression ignition engines on Rig 285. | 2024-02-26 | 389600 | 100
26557 | T1 | SALT CREEK MIDSTREAM LLC | SALT CREEK MIDSTREAM PIPELINE SEGMENT | SALT CREEK MIDSTREAM PIPELINE SEGMENT - PECOS COUNTY | Pecos County | TX | 79735 | PECOS | CN605432491 | RN111894275 | Sedimentation and erosion controls consisting of slope breakers, silt fences, sedimentation barriers, staked hay or straw bales, matting and diking. | The following property is used 100% for pollution control and is installed to meet or exceed federal or state regulations: Sedimentation and erosion controls consisting of slope breakers, silt fences, sedimentation barriers, staked hay or straw bales, matting and diking. | 2024-04-15 20:03 | 320000 | 100
26558 | T1 | SALT CREEK MIDSTREAM LLC | SALT CREEK MIDSTREAM PIPELINE SEGMENT | SALT CREEK MIDSTREAM PIPELINE SEGMENT - PECOS COUNTY | Pecos County | TX | 79735 | PECOS | CN605432491 | RN111894283 | One automatic shut off valve (block valve equipped with an actuator to close the valve) installed along the pipeline. | The following property is used 100% for pollution control and is installed to meet or exceed federal or state regulations: One automatic shut off valve (block valve equipped with an actuator to close the valve) installed along the pipeline. | 2024-04-26 18:07 | 35200 | 100
26559 | T1 | SALT CREEK MIDSTREAM LLC | SALT CREEK MIDSTREAM PIPELINE SEGMENT | SALT CREEK MIDSTREAM PIPELINE SEGMENT - REEVES COUNTY | Reeves County | TX | 79772 | REEVES | CN605432491 | RN111894291 | Pipeline coatings and cathodic protection on the Salt Creek Midstream pipeline. | The following property is used 100% for pollution control and is installed to meet or exceed federal or state regulations: Pipeline coatings and cathodic protection on the Salt Creek Midstream pipeline. | 2024-04-27 08:06 | 69400 | 100
26560 | T1 | SALT CREEK MIDSTREAM LLC | SALT CREEK MIDSTREAM PIPELINE SEGMENT | SALT CREEK MIDSTREAM PIPELINE SEGMENT - REEVES COUNTY | Reeves County | TX | 79772 | REEVES | CN605432491 | RN111894309 | Nondestructive pipeline testing expenditures – Radiography. | The following property is used 100% for pollution control and is installed to meet or exceed federal or state regulations: Nondestructive pipeline testing expenditures – Radiography. | 2024-04-26 16:56 | 347200 | 100
26561 | T1 | SALT CREEK MIDSTREAM LLC | SALT CREEK MIDSTREAM PIPELINE SEGMENT | SALT CREEK MIDSTREAM PIPELINE SEGMENT - REEVES COUNTY | Reeves County | TX | 79772 | REEVES | CN605432491 | RN111894317 | Sedimentation and erosion controls consisting of slope breakers, silt fences, sedimentation barriers, staked hay or straw bales, matting and diking. | The following property is used 100% for pollution control and is installed to meet or exceed federal or state regulations: Sedimentation and erosion controls consisting of slope breakers, silt fences, sedimentation barriers, staked hay or straw bales, matting and diking. | 2024-04-15 20:15 | 434000 | 100
26562 | T1 | SALT CREEK MIDSTREAM LLC | SALT CREEK MIDSTREAM PIPELINE SEGMENT | SALT CREEK MIDSTREAM PIPELINE SEGMENT - REEVES COUNTY | Reeves County | TX | 79772 | REEVES | CN605432491 | RN111894325 | Two automatic shut off valves (block valves equipped with an actuator to close the valve) installed along the pipeline. | The following property is used 100% for pollution control and is installed to meet or exceed federal or state regulations: Two automatic shut off valves (block valves equipped with an actuator to close the valve) installed along the pipeline. | 2024-04-26 18:20 | 47740 | 100
26563 | T1 | SALT CREEK MIDSTREAM LLC | SALT CREEK MIDSTREAM PIPELINE SEGMENT | SALT CREEK MIDSTREAM PIPELINE SEGMENT - WARD COUNTY | Ward County | TX | 79756 | WARD | CN605432491 | RN111894333 | Pipeline coatings and cathodic protection on the Salt Creek Midstream pipeline. | The following property is used 100% for pollution control and is installed to meet or exceed federal or state regulations: Pipeline coatings and cathodic protection on the Salt Creek Midstream pipeline. | 2024-04-27 08:23 | 614624 | 100
26564 | T1 | SALT CREEK MIDSTREAM LLC | SALT CREEK MIDSTREAM PIPELINE SEGMENT | SALT CREEK MIDSTREAM PIPELINE SEGMENT - WARD COUNTY | Ward County | TX | 79756 | WARD | CN605432491 | RN111894341 | Nondestructive pipeline testing expenditures – Radiography. | The following property is used 100% for pollution control and is installed to meet or exceed federal or state regulations: Nondestructive pipeline testing expenditures – Radiography. | 2024-04-26 17:17 | 3073120 | 100
26565 | T1 | SALT CREEK MIDSTREAM LLC | SALT CREEK MIDSTREAM PIPELINE SEGMENT | SALT CREEK MIDSTREAM PIPELINE SEGMENT - WARD COUNTY | Ward County | TX | 79756 | WARD | CN605432491 | RN111894358 | Sedimentation and erosion controls consisting of slope breakers, silt fences, sedimentation barriers, staked hay or straw bales, matting and diking. | The following property is used 100% for pollution control and is installed to meet or exceed federal or state regulations: Sedimentation and erosion controls consisting of slope breakers, silt fences, sedimentation barriers, staked hay or straw bales, matting and diking. | 2024-04-15 20:36 | 3841400 | 100
26566 | T1 | SALT CREEK MIDSTREAM LLC | SALT CREEK MIDSTREAM PIPELINE SEGMENT | SALT CREEK MIDSTREAM PIPELINE SEGMENT - WARD COUNTY | Ward County | TX | 79756 | WARD | CN605432491 | RN111894374 | Fourteen automatic shut off valves (block valves equipped with an actuator to close the valve) installed along the pipeline. | The following property is used 100% for pollution control and is installed to meet or exceed federal or state regulations: Fourteen automatic shut off valves (block valves equipped with an actuator to close the valve) installed along the pipeline. | 2024-04-26 18:53 | 422554 | 100
26567 | T1 | SALT CREEK MIDSTREAM LLC | SALT CREEK MIDSTREAM PIPELINE SEGMENT | SALT CREEK MIDSTREAM PIPELINE SEGMENT - PECOS COUNTY | Pecos County | TX | 79735 | PECOS | CN605432491 | RN111894382 | Nondestructive pipeline testing expenditures – Radiography. | The following property is used 100% for pollution control and is installed to meet or exceed federal or state regulations: Nondestructive pipeline testing expenditures – Radiography. | 2024-04-28 15:22 | 256000 | 100
26568 | T1 | SALT CREEK MIDSTREAM LLC | SALT CREEK MIDSTREAM PIPELINE SEGMENT | SALT CREEK MIDSTREAM PIPELINE SEGMENT - CULBERSON COUNTY | Culberson County | TX | 79855 | CULBERSON | CN605432491 | RN111894390 | Pipeline coatings and cathodic protection on the Salt Creek Midstream pipeline. | The following property is used 100% for pollution control and is installed to meet or exceed federal or state regulations: Pipeline coatings and cathodic protection on the Salt Creek Midstream pipeline. | 2024-04-27 08:31 | 1048992 | 100
26569 | T1 | SALT CREEK MIDSTREAM LLC | SALT CREEK MIDSTREAM PIPELINE SEGMENT | SALT CREEK MIDSTREAM PIPELINE SEGMENT - PECOS COUNTY | Pecos County | TX | 79735 | PECOS | CN605432491 | RN111894408 | Pipeline coatings and cathodic protection on the Salt Creek Midstream pipeline. | The following property is used 100% for pollution control and is installed to meet or exceed federal or state regulations: Pipeline coatings and cathodic protection on the Salt Creek Midstream pipeline. | 2024-04-27 08:40 | 51200 | 100
26570 | T1 | SCM CRUDE LLC | SCM CRUDE PIPELINE SEGMENT | SCM CRUDE PIPELINE SEGMENT - CULBERSON COUNTY | Culberson County | TX | 79855 | CULBERSON | CN605601434 | RN111894416 | 11 automatic shut off valves (block valves equipped with an actuator to close the valve) installed along the pipeline. | The following property is used 100% for pollution control to meet or exceed federal or state regulations: 11 automatic shut off valves (block valves equipped with an actuator to close the valve) installed along the pipeline. | 2024-04-19 | 373783 | 100
26571 | T1 | SCM CRUDE LLC | SCM CRUDE PIPELINE SEGMENT | SCM CRUDE PIPELINE SEGMENT - CULBERSON COUNTY | Culberson County | TX | 79855 | CULBERSON | CN605601434 | RN111894424 | Sedimentation and erosion controls consisting of slope breakers, silt fences, sedimentation barriers, staked hay or straw bales, matting, and diking. | The following property is used 100% for pollution control to meet or exceed federal or state regulations: Sedimentation and erosion controls consisting of slope breakers, silt fences, sedimentation barriers, staked hay or straw bales, matting, and diking. | 2024-04-19 | 3398030 | 100
26572 | T1 | SCM CRUDE LLC | SCM CRUDE PIPELINE SEGMENT | SCM CRUDE PIPELINE SEGMENT - CULBERSON COUNTY | Culberson County | TX | 79855 | CULBERSON | CN605601434 | RN111894432 | Nondestructive pipeline testing expenditures – Radiography. | The following property is used 100% for pollution control to meet or exceed federal or state regulations: Nondestructive pipeline testing expenditures – Radiography. | 2024-04-19 | 2718424 | 100
26573 | T1 | SCM CRUDE LLC | SCM CRUDE PIPELINE SEGMENT | SCM CRUDE PIPELINE SEGMENT - CULBERSON COUNTY | Culberson County | TX | 79855 | CULBERSON | CN605601434 | RN111894440 | Pipeline coatings and cathodic protection on the SCM Crude Pipeline. | The following property is used 100% for pollution control to meet or exceed federal or state regulations: Pipeline coatings and cathodic protection on the SCM Crude Pipeline. | 2024-04-19 | 543685 | 100
26574 | T1 | SALT CREEK MIDSTREAM LLC | SALT CREEK MIDSTREAM PIPELINE SEGMENT | SALT CREEK MIDSTREAM PIPELINE SEGMENT - CULBERSON COUNTY | Culberson County | TX | 79855 | CULBERSON | CN605432491 | RN111894457 | Thirteen automatic shut off valves (block valves equipped with an actuator to close the valve) installed along the pipeline. | The following property is used 100% for pollution control and is installed to meet or exceed federal or state regulations: Thirteen automatic shut off valves (block valves equipped with an actuator to close the valve) installed along the pipeline. | 2024-04-26 18:28 | 721182 | 100
26575 | T1 | SALT CREEK MIDSTREAM LLC | SALT CREEK MIDSTREAM PIPELINE SEGMENT | SALT CREEK MIDSTREAM PIPELINE SEGMENT - CULBERSON COUNTY | Culberson County | TX | 79855 | CULBERSON | CN605432491 | RN111894465 | Sedimentation and erosion controls consisting of slope breakers, silt fences, sedimentation barriers, staked hay or straw bales, matting and diking. | The following property is used 100% for pollution control and is installed to meet or exceed federal or state regulations: Sedimentation and erosion controls consisting of slope breakers, silt fences, sedimentation barriers, staked hay or straw bales, matting and diking. | 2024-04-21 12:10 | 6556200 | 100
26576 | T1 | SALT CREEK MIDSTREAM LLC | SALT CREEK MIDSTREAM PIPELINE SEGMENT | SALT CREEK MIDSTREAM PIPELINE SEGMENT - CULBERSON COUNTY | Culberson County | TX | 79855 | CULBERSON | CN605432491 | RN111894473 | Nondestructive pipeline testing expenditures – Radiography. | The following property is used 100% for pollution control and is installed to meet or exceed federal or state regulations: Nondestructive pipeline testing expenditures – Radiography. | 2024-04-26 17:44 | 5244960 | 100
26577 | T1 | PATTERSON-UTI DRILLING COMPANY LLC | PATTERSON DRILLING | 9915 W INDUSTRIAL AVE | MIDLAND | TX | 79706 | MIDLAND | CN603425174 | RN102277621 | Low NOx combustion system consisting of electronic fuel injection system including electronic fuel injectors, the electronic control module that controls the injectors, and turbochargers that include an aftercooler on compression ignition engines on Rig 299. | The following property is used 100% for pollution control to meet or exceed federal or state regulations: Low NOx combustion system consisting of electronic fuel injection system including electronic fuel injectors, the electronic control module that controls the injectors, and turbochargers that include an aftercooler on compression ignition engines on Rig 299. | 2024-02-26 | 389600 | 100
26578 | T1 | SALT CREEK MIDSTREAM LLC | SALT CREEK MIDSTREAM PIPELINE SEGMENT | SALT CREEK MIDSTREAM PIPELINE SEGMENT - WINKLER COUNTY | Winkler County | TX | 79745 | WINKLER | CN605432491 | RN111894499 | Pipeline coatings and cathodic protection on the Salt Creek Midstream pipeline. | The following property is used 100% for pollution control and is installed to meet or exceed federal or state regulations: Pipeline coatings and cathodic protection on the Salt Creek Midstream pipeline. | 2024-04-27 08:49 | 357888 | 100
26579 | T1 | SALT CREEK MIDSTREAM LLC | SALT CREEK MIDSTREAM PIPELINE SEGMENT | SALT CREEK MIDSTREAM PIPELINE SEGMENT - WINKLER COUNTY | Winkler County | TX | 79745 | WINKLER | CN605432491 | RN111894507 | Nondestructive pipeline testing expenditures – Radiography. | The following property is used 100% for pollution control and is installed to meet or exceed federal or state regulations: Nondestructive pipeline testing expenditures – Radiography. | 2024-04-26 17:53 | 1789440 | 100
26580 | T1 | SALT CREEK MIDSTREAM LLC | SALT CREEK MIDSTREAM PIPELINE SEGMENT | SALT CREEK MIDSTREAM PIPELINE SEGMENT - WINKLER COUNTY | Winkler County | TX | 79745 | WINKLER | CN605432491 | RN111894515 | Sedimentation and erosion controls consisting of slope breakers, silt fences, sedimentation barriers, staked hay or straw bales, matting and diking. | The following property is used 100% for pollution control and is installed to meet or exceed federal or state regulations: Sedimentation and erosion controls consisting of slope breakers, silt fences, sedimentation barriers, staked hay or straw bales, matting and diking. | 2024-04-15 20:46 | 2236800 | 100
26581 | T1 | SALT CREEK MIDSTREAM LLC | SALT CREEK MIDSTREAM PIPELINE SEGMENT | SALT CREEK MIDSTREAM PIPELINE SEGMENT - WINKLER COUNTY | Winkler County | TX | 79745 | WINKLER | CN605432491 | RN111894523 | Five automatic shut off valves (block valves equipped with an actuator to close the valve) installed along the pipeline. | The following property is used 100% for pollution control and is installed to meet or exceed federal or state regulations: Five automatic shut off valves (block valves equipped with an actuator to close the valve) installed along the pipeline. | 2024-04-26 18:38 | 246048 | 100
26582 | T1 | SCM CRUDE LLC | SCM CRUDE PIPELINE SEGMENT | SCM CRUDE PIPELINE SEGMENT - WINKLER COUNTY | Winkler County | TX | 79745 | WINKLER | CN605601434 | RN111894531 | Pipeline coatings and cathodic protection on the SCM Crude Pipeline. | The following property is used 100% for pollution control to meet or exceed federal or state regulations: Pipeline coatings and cathodic protection on the SCM Crude Pipeline. | 2024-04-19 | 277120 | 100
26583 | T1 | SCM CRUDE LLC | SCM CRUDE PIPELINE SEGMENT | SCM CRUDE PIPELINE SEGMENT - WINKLER COUNTY | Winkler County | TX | 79745 | WINKLER | CN605601434 | RN111894549 | Nondestructive pipeline testing expenditures – Radiography. | The following property is used 100% for pollution control to meet or exceed federal or state regulations: Nondestructive pipeline testing expenditures – Radiography. | 2024-04-19 | 1385600 | 100
26584 | T1 | SCM CRUDE LLC | SCM CRUDE PIPELINE SEGMENT | SCM CRUDE PIPELINE SEGMENT - WINKLER COUNTY | Winkler County | TX | 79745 | WINKLER | CN605601434 | RN111894556 | Sedimentation and erosion controls consisting of slope breakers, silt fences, sedimentation barriers, staked hay or straw bales, matting, and diking. | The following property is used 100% for pollution control to meet or exceed federal or state regulations: Sedimentation and erosion controls consisting of slope breakers, silt fences, sedimentation barriers, staked hay or straw bales, matting, and diking. | 2024-04-19 | 1732000 | 100
26585 | T1 | SCM CRUDE LLC | SCM CRUDE PIPELINE SEGMENT | SCM CRUDE PIPELINE SEGMENT - WINKLER COUNTY | Winkler County | TX | 79745 | WINKLER | CN605601434 | RN111894564 | 20 automatic shut off valves (block valves equipped with an actuator to close the valve) installed along the pipeline. | The following property is used 100% for pollution control to meet or exceed federal or state regulations: 20 automatic shut off valves (block valves equipped with an actuator to close the valve) installed along the pipeline. | 2024-04-19 | 190520 | 100
26586 | T1 | PASADENA PERFORMANCE PRODUCTS LLC | PASADENA PERFORMANCE PRODUCTS | 601 N SOUTH ST | PASADENA | TX | 77503 | HARRIS | CN605397520 | RN101997104 | A continuous layer or layers of natural and/or man-made materials that restrict downward or lateral escape of wastes or leachate in an impoundment or landfill. | NOD response not received | 2024-01-31 16:33 | 5300000 | 100
26587 | T1 | PASADENA PERFORMANCE PRODUCTS LLC | PASADENA PERFORMANCE PRODUCTS | 601 N SOUTH ST | PASADENA | TX | 77503 | HARRIS | CN605397520 | RN101997104 | The incremental cost difference between the cost of dual mechanical seal pumps and comparable single sealed pumps. | Application returned | 2024-07-17 | 300000 | 100
26588 | T1 | PASADENA PERFORMANCE PRODUCTS LLC | PASADENA PERFORMANCE PRODUCTS | 601 N SOUTH ST | PASADENA | TX | 77503 | HARRIS | CN605397520 | RN101997104 | Used to adjust the pH of process waste water streams & Storage and neutralization of Dimer process waste water. | NOD response not received | 2024-08-19 | 153400 | 100
26589 | T1 | PASADENA PERFORMANCE PRODUCTS LLC | PASADENA PERFORMANCE PRODUCTS | 601 N SOUTH ST | PASADENA | TX | 77503 | HARRIS | CN605397520 | RN101997104 | Cooling tower outfall analyzer. | The following property is used 100% for pollution control to meet or exceed federal or state regulations: Cooling tower outfall analyzer. | 2024-07-30 | 50000 | 100
26590 | T1 | PASADENA PERFORMANCE PRODUCTS LLC | PASADENA PERFORMANCE PRODUCTS | 601 N SOUTH ST | PASADENA | TX | 77503 | HARRIS | CN605397520 | RN101997104 | Storm Water Containment System | Application returned | 2024-07-17 | 100000 | 100
26591 | T1 | PASADENA PERFORMANCE PRODUCTS LLC | PASADENA PERFORMANCE PRODUCTS | 601 N SOUTH ST | PASADENA | TX | 77503 | HARRIS | CN605397520 | RN101997104 | Mechanical de-watering devices. | Application returned | 2024-07-17 | 1200000 | 100
26592 | T1 | PASADENA PERFORMANCE PRODUCTS LLC | PASADENA PERFORMANCE PRODUCTS | 601 N SOUTH ST | PASADENA | TX | 77503 | HARRIS | CN605397520 | RN101997104 | Wastewater tanks. | The following property is used 100% for pollution control to meet or exceed federal or state regulations: Wastewater tanks. | 2024-08-05 | 1584185 | 100
26593 | T1 | PASADENA PERFORMANCE PRODUCTS LLC | PASADENA PERFORMANCE PRODUCTS | 601 N SOUTH ST | PASADENA | TX | 77503 | HARRIS | CN605397520 | RN101997104 | Used to decant hydrocarbon from process wastewater. | Application returned | 2024-07-17 | 392130 | 100
26594 | T1 | PASADENA PERFORMANCE PRODUCTS LLC | PASADENA PERFORMANCE PRODUCTS | 601 N SOUTH ST | PASADENA | TX | 77503 | HARRIS | CN605397520 | RN101997104 | Removal of sulfuric acid from effluent. | Application returned | 2024-07-17 | 1942000 | 100
26595 | T1 | PASADENA PERFORMANCE PRODUCTS LLC | PASADENA PERFORMANCE PRODUCTS | 601 N SOUTH ST | PASADENA | TX | 77503 | HARRIS | CN605397520 | RN101997104 | Solution of chlorine, chlorine dioxide, and ozone to replace chlorine for disinfection. | Application returned | 2024-07-17 | 50000 | 100
26596 | T1 | PASADENA PERFORMANCE PRODUCTS LLC | PASADENA PERFORMANCE PRODUCTS | 601 N SOUTH ST | PASADENA | TX | 77503 | HARRIS | CN605397520 | RN101997104 | Equipment for removal of chlorine from water or wastewater. | Application returned | 2024-07-17 | 50000 | 100
26597 | T1 | PASADENA PERFORMANCE PRODUCTS LLC | PASADENA PERFORMANCE PRODUCTS | 601 N SOUTH ST | PASADENA | TX | 77503 | HARRIS | CN605397520 | RN101997104 | Wastewater disinfection treatment using chlorine | Application returned | 2024-07-17 | 588895 | 100
26598 | T1 | PASADENA PERFORMANCE PRODUCTS LLC | PASADENA PERFORMANCE PRODUCTS | 601 N SOUTH ST | PASADENA | TX | 77503 | HARRIS | CN605397520 | RN101997104 | Containment Wall around the Acid Tanks Acid Resistant Coating Heavy Ends Bullets Containment ISBL Containment | NOD response not received | 2024-08-19 | 440000 | 100
26599 | T1 | PASADENA PERFORMANCE PRODUCTS LLC | PASADENA PERFORMANCE PRODUCTS | 601 N SOUTH ST | PASADENA | TX | 77503 | HARRIS | CN605397520 | RN101997104 | Cathodic protection installed to prevent corrosion of metal tanks and piping. | Application returned | 2024-07-17 | 603376 | 100
26600 | T1 | PASADENA PERFORMANCE PRODUCTS LLC | PASADENA PERFORMANCE PRODUCTS | 601 N SOUTH ST | PASADENA | TX | 77503 | HARRIS | CN605397520 | RN101997104 | Flare. | The following property is used 100% for pollution control and is installed to meet or exceed federal or state regulations: Flare. | 2024-07-17 | 6430600 | 100
26601 | T1 | PASADENA PERFORMANCE PRODUCTS LLC | PASADENA PERFORMANCE PRODUCTS | 601 N SOUTH ST | PASADENA | TX | 77503 | HARRIS | CN605397520 | RN101997104 | Internal floating roofs on tanks TK1, TK2, TK3, TK4, and TK8. | The following property is used 100% for pollution control and is installed to meet or exceed federal or state regulations: Internal floating roofs on tanks TK1, TK2, TK3, TK4, and TK8. | 2024-08-05 | 678038 | 100
26602 | T1 | PASADENA PERFORMANCE PRODUCTS LLC | PASADENA PERFORMANCE PRODUCTS | 601 N SOUTH ST | PASADENA | TX | 77503 | HARRIS | CN605397520 | RN101997104 | Circular settling basins usually containing surface skimmers and sludge removal rakes. | Application returned | 2024-07-17 | 7947225 | 100
26603 | T1 | PASADENA PERFORMANCE PRODUCTS LLC | PASADENA PERFORMANCE PRODUCTS | 601 N SOUTH ST | PASADENA | TX | 77503 | HARRIS | CN605397520 | RN101997104 | The incremental cost difference between the cost of seal-less pumps and the cost of similarly sized pumps with seals. | Application returned | 2024-07-17 | 125000 | 100
26604 | T1 | PASADENA PERFORMANCE PRODUCTS LLC | PASADENA PERFORMANCE PRODUCTS | 601 N SOUTH ST | PASADENA | TX | 77503 | HARRIS | CN605397520 | RN101997104 | Circulating fluid bed and moving bed technologies using a dry sorbent or various wet scrubber designs that inject a wet sorbent into the scrubber | Application returned | 2024-07-17 | 2121280 | 100
26605 | T1 | PASADENA PERFORMANCE PRODUCTS LLC | PASADENA PERFORMANCE PRODUCTS | 601 N SOUTH ST | PASADENA | TX | 77503 | HARRIS | CN605397520 | RN101997104 | Thermal oxidizer. | The following property is used 100% for pollution control and is installed to meet or exceed federal or state regulations: Thermal oxidizer. | 2024-07-17 | 4471110 | 100
26606 | T1 | PASADENA PERFORMANCE PRODUCTS LLC | PASADENA PERFORMANCE PRODUCTS | 601 N SOUTH ST | PASADENA | TX | 77503 | HARRIS | CN605397520 | RN101997104 | Flare system and monitor. | The following property is used 100% for pollution control and is installed to meet or exceed federal or state regulations: Flare system and monitor. | 2024-07-17 | 50000 | 100
26607 | T1 | PASADENA PERFORMANCE PRODUCTS LLC | PASADENA PERFORMANCE PRODUCTS | 601 N SOUTH ST | PASADENA | TX | 77503 | HARRIS | CN605397520 | RN101997104 | Portable monitors, analyzers, structures, trailers, air conditioning equipment, and optical gas imaging instruments used to demonstrate compliance with emission limitations. | Application returned | 2024-07-17 | 25000 | 100
26608 | T1 | WWM OPERATING LLC | DEL RIO COMPRESSOR STATION | Latitude = 29.806885, Longitude = -100.811284 | Val Verde County | TX | 78840 | VAL VERDE | CN605764406 | RN111008447 | Clean burn upgrades on two Titan 250 C75 engines consisting of dry low-NOx emissions systems and catalytic converters. | The following property is used 100% for pollution control and is installed to meet or exceed federal or state regulations: Clean burn upgrades on two Titan 250 C75 engines consisting of dry low-NOx emissions systems and catalytic converters. | 2024-06-04 | 6390000 | 100
26609 | T1 | WWM OPERATING LLC | BIG WELLS COMPRESSOR STATION | Latitude = 28.574326, Longitude = -99.551104 | Dimmit County | TX | 78830 | DIMMIT | CN605764406 | RN111008454 | Clean burn upgrades on two Titan 250 C75 engines consisting of dry low-NOx emissions systems and catalytic converters. | The following property is used 100% for pollution control and is installed to meet or exceed federal or state regulations: Clean burn upgrades on two Titan 250 C75 engines consisting of dry low-NOx emissions systems and catalytic converters. | 2024-06-04 | 6390000 | 100
26610 | T1 | WWM OPERATING LLC | RANKIN COMPRESSOR STATION | 5251 COUNTY ROAD 225 | RANKIN | TX | 79778 | UPTON | CN605764406 | RN111008439 | Clean burn upgrades on two Titan 250 C75 engines consisting of dry low-NOx emissions systems and catalytic converters. | The following property is used 100% for pollution control and is installed to meet or exceed federal or state regulations: Clean burn upgrades on two Titan 250 C75 engines consisting of dry low-NOx emissions systems and catalytic converters. | 2024-06-04 | 6390000 | 100
26611 | T1 | WWM OPERATING LLC | WAHA COMPRESSOR STATION | Latitude = 31.268688, Longitude = -103.101513 | Pecos County | TX | 79730 | PECOS | CN605764406 | RN111701637 | Clean burn upgrades on one Mars 100 C65 engine consisting of dry low-NOx emissions systems, selective catalytic reduction system, and catalytic converter. | The following property is used 100% for pollution control and is installed to meet or exceed federal or state regulations: Clean burn upgrades on one Mars 100 C65 engine consisting of dry low-NOx emissions systems, selective catalytic reduction system, and catalytic converter. | 2024-06-04 | 5100000 | 100
26612 | T1 | PINNACLE MIDSTREAM LLC | PINNACLE MIDSTREAM REEVES COUNTY PIPELINE | PINNACLE MIDSTREAM REEVES COUNTY PIPELINE | Reeves County | TX | 79735 | REEVES | CN605279199 | RN111891792 | Nondestructive pipeline testing expenditures – Radiography. | The following property is used 100% for pollution control to meet or exceed federal or state regulations: Nondestructive pipeline testing expenditures – Radiography. | 2024-04-19 | 1238064 | 100
26613 | T1 | PINNACLE MIDSTREAM LLC | PINNACLE MIDSTREAM REEVES COUNTY PIPELINE | PINNACLE MIDSTREAM REEVES COUNTY PIPELINE | Reeves County | TX | 79735 | REEVES | CN605279199 | RN111891792 | 11 automatic shut off valves (block valves equipped with an actuator to close the valve) installed along the pipeline. | The following property is used 100% for pollution control to meet or exceed federal or state regulations: 11 automatic shut off valves (block valves equipped with an actuator to close the valve) installed along the pipeline. | 2024-04-22 | 170234 | 100
26614 | T1 | PINNACLE MIDSTREAM LLC | PINNACLE MIDSTREAM REEVES COUNTY PIPELINE | PINNACLE MIDSTREAM REEVES COUNTY PIPELINE | Reeves County | TX | 79735 | REEVES | CN605279199 | RN111891792 | Pipeline coatings and cathodic protection on the Pinnacle Midstream Pipeline. | The following property is used 100% for pollution control to meet or exceed federal or state regulations: Pipeline coatings and cathodic protection on the Pinnacle Midstream Pipeline. | 2024-04-19 | 247613 | 100
26615 | T1 | PINNACLE MIDSTREAM LLC | PINNACLE MIDSTREAM CULBERSON COUNTY PIPELINE | PINNACLE MIDSTREAM CULBERSON COUNTY PIPELINE | Culberson County | TX | 79855 | CULBERSON | CN605279199 | RN111891800 | Nondestructive pipeline testing expenditures – Radiography. | The following property is used 100% for pollution control to meet or exceed federal or state regulations: Nondestructive pipeline testing expenditures – Radiography. | 2024-04-22 | 4235904 | 100
26616 | T1 | PINNACLE MIDSTREAM LLC | PINNACLE MIDSTREAM CULBERSON COUNTY PIPELINE | PINNACLE MIDSTREAM CULBERSON COUNTY PIPELINE | Culberson County | TX | 79855 | CULBERSON | CN605279199 | RN111891800 | 48 automatic shut off valves (block valves equipped with an actuator to close the valve) installed along the pipeline. | The following property is used 100% for pollution control to meet or exceed federal or state regulations: 48 automatic shut off valves (block valves equipped with an actuator to close the valve) installed along the pipeline. | 2024-04-22 | 582437 | 100
26617 | T1 | PINNACLE MIDSTREAM LLC | PINNACLE MIDSTREAM CULBERSON COUNTY PIPELINE | PINNACLE MIDSTREAM CULBERSON COUNTY PIPELINE | Culberson County | TX | 79855 | CULBERSON | CN605279199 | RN111891800 | Pipeline coatings and cathodic protection on the Pinnacle Midstream Pipeline. | The following property is used 100% for pollution control to meet or exceed federal or state regulations: Pipeline coatings and cathodic protection on the Pinnacle Midstream Pipeline. | 2024-04-19 | 847181 | 100
26618 | T1 | PERMIAN GAS LLC | PERMIAN GAS REEVES COUNTY PIPELINE | PERMIAN GAS REEVES COUNTY PIPELINE | Reeves County | TX | 79735 | REEVES | CN605649995 | RN111891818 | Nondestructive pipeline testing expenditures – Radiography. | The following property is used 100% for pollution control to meet or exceed federal or state regulations: Nondestructive pipeline testing expenditures – Radiography. | 2024-04-22 | 3303120 | 100
26619 | T1 | PERMIAN GAS LLC | PERMIAN GAS REEVES COUNTY PIPELINE | PERMIAN GAS REEVES COUNTY PIPELINE | Reeves County | TX | 79735 | REEVES | CN605649995 | RN111891818 | 38 automatic shut off valves (block valves equipped with an actuator to close the valve) installed along the pipeline. | The following property is used 100% for pollution control to meet or exceed federal or state regulations: 38 automatic shut off valves (block valves equipped with an actuator to close the valve) installed along the pipeline. | 2024-04-24 | 454179 | 100
26620 | T1 | PERMIAN GAS LLC | PERMIAN GAS REEVES COUNTY PIPELINE | PERMIAN GAS REEVES COUNTY PIPELINE | Reeves County | TX | 79735 | REEVES | CN605649995 | RN111891818 | Pipeline coatings and cathodic protection on the Permian Gas Pipeline. | The following property is used 100% for pollution control to meet or exceed federal or state regulations: Pipeline coatings and cathodic protection on the Permian Gas Pipeline. | 2024-04-30 | 660624 | 100
26621 | T1 | EAGLECLAW MIDSTREAM VENTURES LLC | EAGLECLAW MIDSTREAM WARD COUNTY PIPELINE | EAGLECLAW MIDSTREAM WARD COUNTY PIPELINE | Ward County | TX | 79756 | WARD | CN604921882 | RN111891826 | Nondestructive pipeline testing expenditures – Radiography. | The following property is used 100% for pollution control and is installed to meet or exceed federal or state regulations: Nondestructive pipeline testing expenditures – Radiography. | 2024-04-21 13:21 | 1377280 | 100
26622 | T1 | EAGLECLAW MIDSTREAM VENTURES LLC | EAGLECLAW MIDSTREAM WARD COUNTY PIPELINE | EAGLECLAW MIDSTREAM WARD COUNTY PIPELINE | Ward County | TX | 79756 | WARD | CN604921882 | RN111891826 | Nine automatic shut off valves (block valves equipped with an actuator to close the valve) installed along the pipeline. | The following property is used 100% for pollution control and is installed to meet or exceed federal or state regulations: Nine automatic shut off valves (block valves equipped with an actuator to close the valve) installed along the pipeline. | 2024-04-26 14:09 | 189376 | 100
26623 | T1 | EAGLECLAW MIDSTREAM VENTURES LLC | EAGLECLAW MIDSTREAM WARD COUNTY PIPELINE | EAGLECLAW MIDSTREAM WARD COUNTY PIPELINE | Ward County | TX | 79756 | WARD | CN604921882 | RN111891826 | Pipeline coatings and cathodic protection on the Eagleclaw Midstream Pipeline. | The following property is used 100% for pollution control and is installed to meet or exceed federal or state regulations: Pipeline coatings and cathodic protection on the Eagleclaw Midstream Pipeline. | 2024-04-21 14:01 | 275456 | 100
26624 | T1 | EAGLECLAW MIDSTREAM VENTURES LLC | EAGLECLAW MIDSTREAM REEVES COUNTY PIPELINE | EAGLECLAW MIDSTREAM REEVES COUNTY PIPELINE | Reeves County | TX | 79735 | REEVES | CN604921882 | RN111891834 | Nondestructive pipeline testing expenditures – Radiography. | The following property is used 100% for pollution control and is installed to meet or exceed federal or state regulations: Nondestructive pipeline testing expenditures – Radiography. | 2024-04-26 11:42 | 24133216 | 100
26625 | T1 | EAGLECLAW MIDSTREAM VENTURES LLC | EAGLECLAW MIDSTREAM REEVES COUNTY PIPELINE | EAGLECLAW MIDSTREAM REEVES COUNTY PIPELINE | Reeves County | TX | 79735 | REEVES | CN604921882 | RN111891834 | Seventy-seven automatic shut off valves (block valves equipped with an actuator to close the valve) installed along the pipeline. | The following property is used 100% for pollution control and is installed to meet or exceed federal or state regulations: Seventy-seven automatic shut off valves (block valves equipped with an actuator to close the valve) installed along the pipeline. | 2024-04-26 14:29 | 3318317 | 100
26626 | T1 | EAGLECLAW MIDSTREAM VENTURES LLC | EAGLECLAW MIDSTREAM REEVES COUNTY PIPELINE | EAGLECLAW MIDSTREAM REEVES COUNTY PIPELINE | Reeves County | TX | 79735 | REEVES | CN604921882 | RN111891834 | Pipeline coatings and cathodic protection on the EagleClaw Midstream Pipeline. | The following property is used 100% for pollution control and is installed to meet or exceed federal or state regulations: Pipeline coatings and cathodic protection on the EagleClaw Midstream Pipeline. | 2024-04-26 16:37 | 4826643 | 100
26627 | T1 | EAGLECLAW MIDSTREAM VENTURES LLC | EAGLECLAW MIDSTREAM LOVING COUNTY PIPELINE | EAGLECLAW MIDSTREAM LOVING COUNTY PIPELINE | Loving County | TX | 76460 | LOVING | CN604921882 | RN111891842 | Nondestructive pipeline testing expenditures – Radiography. | The following property is used 100% for pollution control and is installed to meet or exceed federal or state regulations: Nondestructive pipeline testing expenditures – Radiography. | 2024-04-26 13:56 | 852480 | 100
26628 | T1 | EAGLECLAW MIDSTREAM VENTURES LLC | EAGLECLAW MIDSTREAM LOVING COUNTY PIPELINE | EAGLECLAW MIDSTREAM LOVING COUNTY PIPELINE | Loving County | TX | 76460 | LOVING | CN604921882 | RN111891842 | One automatic shut off valve (block valve equipped with an actuator to close the valve) installed along the pipeline. | The following property is used 100% for pollution control and is installed to meet or exceed federal or state regulations: One automatic shut off valve (block valve equipped with an actuator to close the valve) installed along the pipeline. | 2024-04-26 14:39 | 117216 | 100
26629 | T1 | EAGLECLAW MIDSTREAM VENTURES LLC | EAGLECLAW MIDSTREAM LOVING COUNTY PIPELINE | EAGLECLAW MIDSTREAM LOVING COUNTY PIPELINE | Loving County | TX | 76460 | LOVING | CN604921882 | RN111891842 | Pipeline coatings and cathodic protection on the Eagleclaw Midstream Pipeline. | The following property is used 100% for pollution control and is installed to meet or exceed federal or state regulations: Pipeline coatings and cathodic protection on the Eagleclaw Midstream Pipeline. | 2024-04-21 14:17 | 170496 | 100
26630 | T1 | EAGLECLAW MIDSTREAM VENTURES LLC | EAGLECLAW MIDSTREAM CULBERSON COUNTY PIPELINE | EAGLECLAW MIDSTREAM CULBERSON COUNTY PIPELINE | Culberson County | TX | 79855 | CULBERSON | CN604921882 | RN111891859 | Nondestructive pipeline testing expenditures – Radiography. | The following property is used 100% for pollution control and is installed to meet or exceed federal or state regulations: Nondestructive pipeline testing expenditures – Radiography. | 2024-04-21 13:30 | 2057856 | 100
26631 | T1 | EAGLECLAW MIDSTREAM VENTURES LLC | EAGLECLAW MIDSTREAM CULBERSON COUNTY PIPELINE | EAGLECLAW MIDSTREAM CULBERSON COUNTY PIPELINE | Culberson County | TX | 79855 | CULBERSON | CN604921882 | RN111891859 | Eight automatic shut off valves (block valves equipped with an actuator to close the valve) installed along the pipeline. | The following property is used 100% for pollution control and is installed to meet or exceed federal or state regulations: Eight automatic shut off valves (block valves equipped with an actuator to close the valve) installed along the pipeline. | 2024-04-26 15:06 | 282955 | 100
26632 | T1 | EAGLECLAW MIDSTREAM VENTURES LLC | EAGLECLAW MIDSTREAM CULBERSON COUNTY PIPELINE | EAGLECLAW MIDSTREAM CULBERSON COUNTY PIPELINE | Culberson County | TX | 79855 | CULBERSON | CN604921882 | RN111891859 | Pipeline coatings and cathodic protection on the Eagleclaw Midstream Pipeline. | The following property is used 100% for pollution control and is installed to meet or exceed federal or state regulations: Pipeline coatings and cathodic protection on the Eagleclaw Midstream Pipeline. | 2024-04-23 15:47 | 411571 | 100
26633 | T1 | CR PERMIAN PROCESSING LLC | CR PERMIAN PROCESSING WARD COUNTY PIPELINE | CR PERMIAN PROCESSING WARD COUNTY PIPELINE | Ward County | TX | 79742 | WARD | CN605164201 | RN111891867 | Nondestructive pipeline testing expenditures – Radiography. | The following property is used 100% for pollution control and is installed to meet or exceed federal or state regulations: Nondestructive pipeline testing expenditures – Radiography. | 2024-04-21 13:45 | 480640 | 100
26634 | T1 | CR PERMIAN PROCESSING LLC | CR PERMIAN PROCESSING WARD COUNTY PIPELINE | CR PERMIAN PROCESSING WARD COUNTY PIPELINE | Ward County | TX | 79742 | WARD | CN605164201 | RN111891867 | Eight automatic shut off valves (block valves equipped with an actuator to close the valve) installed along the pipeline. | The following property is used 100% for pollution control and is installed to meet or exceed federal or state regulations: Eight automatic shut off valves (block valves equipped with an actuator to close the valve) installed along the pipeline. | 2024-04-26 15:20 | 66088 | 100
26635 | T1 | CR PERMIAN PROCESSING LLC | CR PERMIAN PROCESSING WARD COUNTY PIPELINE | CR PERMIAN PROCESSING WARD COUNTY PIPELINE | Ward County | TX | 79742 | WARD | CN605164201 | RN111891867 | Pipeline coatings and cathodic protection on the CR Permian Processing Pipeline. | The following property is used 100% for pollution control and is installed to meet or exceed federal or state regulations: Pipeline coatings and cathodic protection on the CR Permian Processing Pipeline. | 2024-04-21 14:34 | 96128 | 100
26636 | T1 | CR PERMIAN PROCESSING LLC | CR PERMIAN PROCESSING REEVES COUNTY PIPELINE | CR PERMIAN PROCESSING REEVES COUNTY PIPELINE | Reeves County | TX | 79735 | REEVES | CN605164201 | RN111891875 | Nondestructive pipeline testing expenditures – Radiography. | The following property is used 100% for pollution control and is installed to meet or exceed federal or state regulations: Nondestructive pipeline testing expenditures – Radiography. | 2024-04-26 13:42 | 13665720 | 100
26637 | T1 | CR PERMIAN PROCESSING LLC | CR PERMIAN PROCESSING REEVES COUNTY PIPELINE | CR PERMIAN PROCESSING REEVES COUNTY PIPELINE | Reeves County | TX | 79735 | REEVES | CN605164201 | RN111891875 | One hundred forty-two automatic shut off valves (block valves equipped with an actuator to close the valve) installed along the pipeline. | The following property is used 100% for pollution control and is installed to meet or exceed federal or state regulations: One hundred forty-two automatic shut off valves (block valves equipped with an actuator to close the valve) installed along the pipeline. | 2024-04-26 13:42 | 1879037 | 100
26638 | T1 | HARTREE CHANNELVIEW LLC | HARTREE REFINERY | 16514 DE ZAVALLA RD STE A | CHANNELVIEW | TX | 77530 | HARRIS | CN605584556 | RN100542489 | Concrete secondary containment structure around the West tank farm. | The following property is used 100% for pollution control and is installed to meet or exceed federal or state regulations: Concrete secondary containment structure around the West tank farm. | 2024-05-10 | 6916000 | 100
26639 | T1 | HARTREE CHANNELVIEW LLC | HARTREE REFINERY | 16514 DE ZAVALLA RD STE A | CHANNELVIEW | TX | 77530 | HARRIS | CN605584556 | RN100542489 | Concrete secondary containment structure around the East tank farm. | The following property is used 100% for pollution control and is installed to meet or exceed federal or state regulations: Concrete secondary containment structure around the East tank farm. | 2024-05-14 | 7185500 | 100
26640 | T1 | HARTREE CHANNELVIEW LLC | HARTREE REFINERY | 16514 DE ZAVALLA RD STE A | CHANNELVIEW | TX | 77530 | HARRIS | CN605584556 | RN100542489 | Flare package consisting of the flare, flare tip, and blower. | The following property is used 100% for pollution control and is installed to meet or exceed federal or state regulations: Flare package consisting of the flare, flare tip, and blower. | 2024-06-19 | 409600 | 100
26641 | T1 | HARTREE CHANNELVIEW LLC | HARTREE REFINERY | 16514 DE ZAVALLA RD STE A | CHANNELVIEW | TX | 77530 | HARRIS | CN605584556 | RN100542489 | Internal floating roofs on Tanks 123, 500, 601, 604, 700, 701, 702, 704, 705, 706, and 800. | The following property is used 100% for pollution control and is installed to meet or exceed federal or state regulations: Internal floating roofs on Tanks 123, 500, 601, 604, 700, 701, 702, 704, 705, 706, and 800. | 2024-05-10 | 4957910 | 100
26642 | T1 | CR PERMIAN PROCESSING LLC | CR PERMIAN PROCESSING REEVES COUNTY PIPELINE | CR PERMIAN PROCESSING REEVES COUNTY PIPELINE | Reeves County | TX | 79735 | REEVES | CN605164201 | RN111891875 | Pipeline coatings and cathodic protection on the CR Permian Processing pipeline. | The following property is used 100% for pollution control and is installed to meet or exceed federal or state regulations: Pipeline coatings and cathodic protection on the CR Permian Processing pipeline. | 2024-04-28 14:31 | 2733144 | 100
26643 | T1 | HARTREE CHANNELVIEW LLC | HARTREE REFINERY | 16514 DE ZAVALLA RD STE A | CHANNELVIEW | TX | 77530 | HARRIS | CN605584556 | RN100542489 | Fixed roofs on tanks 112, 113, 114, 115, 116, 117, 118, 119, 120, 121, 124, 125, 126, 127, 128, 150, 151, 304, 305, 306, 307, 600, 703, and 707. | The following property is used 100% for pollution control and is installed to meet or exceed federal or state regulations: Fixed roofs on tanks 112, 113, 114, 115, 116, 117, 118, 119, 120, 121, 124, 125, 126, 127, 128, 150, 151, 304, 305, 306, 307, 600, 703, and 707. | 2024-06-19 | 3172197 | 100
26644 | T1 | CR PERMIAN PROCESSING LLC | CR FIELD SERVICES REEVES COUNTY PIPELINE | CR FIELD SERVICES REEVES COUNTY PIPELINE | Reeves County | TX | 79735 | REEVES | CN605164201 | RN111891883 | Nondestructive pipeline testing expenditures – Radiography. | The following property is used 100% for pollution control and is installed to meet or exceed federal or state regulations: Nondestructive pipeline testing expenditures – Radiography. | 2024-04-28 14:51 | 1949784 | 100
26645 | T1 | CR PERMIAN PROCESSING LLC | CR FIELD SERVICES REEVES COUNTY PIPELINE | CR FIELD SERVICES REEVES COUNTY PIPELINE | Reeves County | TX | 79735 | REEVES | CN605164201 | RN111891883 | Fourteen automatic shut off valves (block valves equipped with an actuator to close the valve) installed along the pipeline. | The following property is used 100% for pollution control and is installed to meet or exceed federal or state regulations: Fourteen automatic shut off valves (block valves equipped with an actuator to close the valve) installed along the pipeline. | 2024-04-27 10:17 | 268095 | 100
26646 | T1 | CR PERMIAN PROCESSING LLC | CR FIELD SERVICES REEVES COUNTY PIPELINE | CR FIELD SERVICES REEVES COUNTY PIPELINE | Reeves County | TX | 79735 | REEVES | CN605164201 | RN111891883 | Pipeline coatings and cathodic protection on the CR Permian Processing pipeline. | The following property is used 100% for pollution control and is installed to meet or exceed federal or state regulations: Pipeline coatings and cathodic protection on the CR Permian Processing pipeline. | 2024-04-28 14:41 | 389957 | 100
26647 | T1 | ALTUS MIDSTREAM GATHERING LP | ALTUS MIDSTREAM GATHERING REEVES COUNTY PIPELINE | ALTUS MIDSTREAM GATHERING REEVES COUNTY PIPELINE | Reeves County | TX | 79735 | REEVES | CN605667799 | RN111891891 | Nondestructive pipeline testing expenditures – Radiography. | The following property is used 100% for pollution control and is installed to meet or exceed federal or state regulations: Nondestructive pipeline testing expenditures – Radiography. | 2024-04-30 12:19 | 19361920 | 100
26648 | T1 | ALTUS MIDSTREAM GATHERING LP | ALTUS MIDSTREAM GATHERING REEVES COUNTY PIPELINE | ALTUS MIDSTREAM GATHERING REEVES COUNTY PIPELINE | Reeves County | TX | 79735 | REEVES | CN605667799 | RN111891891 | Seventy-nine automatic shut off valves (block valves equipped with an actuator to close the valve) installed along the pipeline. | The following property is used 100% for pollution control and is installed to meet or exceed federal or state regulations: Seventy-nine automatic shut off valves (block valves equipped with an actuator to close the valve) installed along the pipeline. | 2024-04-27 10:28 | 2662264 | 100
26649 | T1 | ALTUS MIDSTREAM GATHERING LP | ALTUS MIDSTREAM GATHERING REEVES COUNTY PIPELINE | ALTUS MIDSTREAM GATHERING REEVES COUNTY PIPELINE | Reeves County | TX | 79735 | REEVES | CN605667799 | RN111891891 | Pipeline Coatings & Cathodic Protection Protective pipe coatings are applied at the pipe vendors manufacturing facility, and used to minimize the potential for corrosion that would allow for leakage and potential contamination of soil, groundwater, and surface waters of the State of Texas. The coating consists of three layers Fusion-bonded epoxy Pipeline Coatings & Cathodic Protection Protective pipe coatings are applied at the pipe vendors manufacturing facility and used to minimize the potential for corrosion that would allow for leakage and potential contamination of soil, groundwater, and surface waters of the State of Texas. The coating consists of three layers Fusion-bonded poxy FBE on the pipe surface Adhesive for topcoat and Top coat consisting of polyethylene or polypropylene. To prepare for FBE coating, the external surface of the pipe is cleaned with a shot-blast process. The pipe is heated to a prescribed temperature and an epoxy powder is applied. The powder melts onto the heated pipe and forms a watertight barrier. The adhesive and topcoat are applied before transport. Cathodic protection CP is a technology that employs electrochemical principles to mitigate corrosion of the pipeline. It is applied to the pipeline as a supplement to the protective pipe coating. The anode is the metal in danger of corrosion in this case, the anode is the pipeline. The CP technology utilizes sacrificial anodes, which are metal rods that oxidize more easily than the metal being protected. During oxidation, electrons are stripped from the anode and conducted to protect the pipe. The pipe becomes a cathode, which is protected from corrosion through the process of gaining electrons. This process of gaining electrons is referred to as reduction. The pipe coatings and CP are used to control and/or prevent the degradation of metal piping through which the inadvertent release of product could be released to waters and lands of the State of Texas. Leaked product is a fugitive material. If leakage occurs, the product is nonrecoverable and ceases to retain monetary value. | Application withdrawn | 2024-04-30 | 3872384 | 100
26650 | T1 | ALTUS MIDSTREAM NGL PIPELINE LP | ALTUS MIDSTREAM NGL REEVES PIPELINE | ALTUS MIDSTREAM NGL REEVES PIPELINE | Reeves County | TX | 79735 | REEVES | CN605630326 | RN111891909 | Nondestructive pipeline testing expenditures – Radiography. | The following property is used 100% for pollution control and is installed to meet or exceed federal or state regulations: Nondestructive pipeline testing expenditures – Radiography. | 2024-04-30 12:30 | 2087360 | 100
26651 | T1 | ALTUS MIDSTREAM NGL PIPELINE LP | ALTUS MIDSTREAM NGL REEVES PIPELINE | ALTUS MIDSTREAM NGL REEVES PIPELINE | Reeves County | TX | 79735 | REEVES | CN605630326 | RN111891909 | Seventeen automatic shut off valves (block valves equipped with an actuator to close the valve) installed along the pipeline. | The following property is used 100% for pollution control and is installed to meet or exceed federal or state regulations: Seventeen automatic shut off valves (block valves equipped with an actuator to close the valve) installed along the pipeline. | 2024-04-30 09:14 | 287012 | 100
26652 | T1 | ALTUS MIDSTREAM NGL PIPELINE LP | ALTUS MIDSTREAM NGL REEVES PIPELINE | ALTUS MIDSTREAM NGL REEVES PIPELINE | Reeves County | TX | 79735 | REEVES | CN605630326 | RN111891909 | Pipeline coatings and cathodic protection on the Altus Midstream NGL pipeline. | The following property is used 100% for pollution control and is installed to meet or exceed federal or state regulations: Pipeline coatings and cathodic protection on the Altus Midstream NGL pipeline. | 2024-04-30 08:24 | 417472 | 100
26653 | T1 | ALTUS MIDSTREAM GATHERING LP | ALTUS MIDSTREAM GATHERING PECOS COUNTY PIPELINE | ALTUS MIDSTREAM GATHERING PECOS COUNTY PIPELINE | Pecos County | TX | 79730 | PECOS | CN605667799 | RN111891917 | Nondestructive pipeline testing expenditures – Radiography. | The following property is used 100% for pollution control and is installed to meet or exceed federal or state regulations: Nondestructive pipeline testing expenditures – Radiography. | 2024-04-30 10:39 | 1924240 | 100
26654 | T1 | ALTUS MIDSTREAM GATHERING LP | ALTUS MIDSTREAM GATHERING PECOS COUNTY PIPELINE | ALTUS MIDSTREAM GATHERING PECOS COUNTY PIPELINE | Pecos County | TX | 79730 | PECOS | CN605667799 | RN111891917 | Five automatic shut off valves (block valves equipped with an actuator to close the valve) installed along the pipeline. | The following property is used 100% for pollution control and is installed to meet or exceed federal or state regulations: Five automatic shut off valves (block valves equipped with an actuator to close the valve) installed along the pipeline. | 2024-04-27 11:16 | 264583 | 100
26655 | T1 | ALTUS MIDSTREAM GATHERING LP | ALTUS MIDSTREAM GATHERING PECOS COUNTY PIPELINE | ALTUS MIDSTREAM GATHERING PECOS COUNTY PIPELINE | Pecos County | TX | 79730 | PECOS | CN605667799 | RN111891917 | Pipeline coatings and cathodic protection on the Altus Midstream Gathering pipeline. | The following property is used 100% for pollution control and is installed to meet or exceed federal or state regulations: Pipeline coatings and cathodic protection on the Altus Midstream Gathering pipeline. | 2024-04-27 15:51 | 384848 | 100
26656 | T1 | TARGA PIPELINE MID-CONTINENT WESTTEX LLC | TARGA PIPELINE SEGMENT | TARGA PIPELINE SEGMENT - UPTON COUNTY | Upton County | TX | 79752 | UPTON | CN604821355 | RN111894572 | Three hundred automatic shut off valves (block valves equipped with an actuator to close the valve) installed along the pipeline. | The following property is used 100% for pollution control and is installed to meet or exceed federal or state regulations: Three hundred automatic shut off valves (block valves equipped with an actuator to close the valve) installed along the pipeline. | 2024-04-28 15:10 | 2591047 | 100
26657 | T1 | TARGA PIPELINE MID-CONTINENT WESTTEX LLC | TARGA PIPELINE SEGMENT | TARGA PIPELINE SEGMENT - UPTON COUNTY | Upton County | TX | 79752 | UPTON | CN604821355 | RN111894580 | Sedimentation and erosion controls consisting of slope breakers, silt fences, sedimentation barriers, staked hay or straw bales, matting and diking. | The following property is used 100% for pollution control and is installed to meet or exceed federal or state regulations: Sedimentation and erosion controls consisting of slope breakers, silt fences, sedimentation barriers, staked hay or straw bales, matting and diking. | 2024-04-26 10:34 | 23554969 | 100
26658 | T1 | TARGA PIPELINE MID-CONTINENT WESTTEX LLC | TARGA PIPELINE SEGMENT | TARGA PIPELINE SEGMENT - UPTON COUNTY | Upton County | TX | 79752 | UPTON | CN604821355 | RN111894598 | Nondestructive pipeline testing expenditures – Radiography. | The following property is used 100% for pollution control to meet or exceed federal or state regulations: Nondestructive pipeline testing expenditures – Radiography. | 2024-05-10 | 18842975 | 100
26659 | T1 | TARGA PIPELINE MID-CONTINENT WESTTEX LLC | TARGA PIPELINE SEGMENT | TARGA PIPELINE SEGMENT - UPTON COUNTY | Upton County | TX | 79752 | UPTON | CN604821355 | RN111894606 | Pipeline coatings and cathodic protection on the Targa pipeline. | The following property is used 100% for pollution control and is installed to meet or exceed federal or state regulations: Pipeline coatings and cathodic protection on the Targa pipeline. | 2024-04-30 08:47 | 3768795 | 100
26660 | T1 | TARGA PIPELINE MID-CONTINENT WESTTEX LLC | TARGA PIPELINE SEGMENT | TARGA PIPELINE SEGMENT - REAGAN COUNTY | Reagan County | TX | 76932 | REAGAN | CN604821355 | RN111894614 | Two hundred thirty one automatic shut off valves (block valves equipped with an actuator to close the valve) installed along the pipeline. | The following property is used 100% for pollution control and is installed to meet or exceed federal or state regulations: Two hundred thirty one automatic shut off valves (block valves equipped with an actuator to close the valve) installed along the pipeline. | 2024-04-27 11:24 | 1336604 | 100
26661 | T1 | TARGA PIPELINE MID-CONTINENT WESTTEX LLC | TARGA PIPELINE SEGMENT | TARGA PIPELINE SEGMENT - REAGAN COUNTY | Reagan County | TX | 76932 | REAGAN | CN604821355 | RN111894622 | Sedimentation and erosion controls consisting of slope breakers, silt fences, sedimentation barriers, staked hay or straw bales, matting and diking. | The following property is used 100% for pollution control and is installed to meet or exceed federal or state regulations: Sedimentation and erosion controls consisting of slope breakers, silt fences, sedimentation barriers, staked hay or straw bales, matting and diking. | 2024-04-26 10:53 | 12150949 | 100
26662 | T1 | TARGA PIPELINE MID-CONTINENT WESTTEX LLC | TARGA PIPELINE SEGMENT | TARGA PIPELINE SEGMENT - REAGAN COUNTY | Reagan County | TX | 76932 | REAGAN | CN604821355 | RN111894630 | Nondestructive pipeline testing expenditures – Radiography. | The following property is used 100% for pollution control and is installed to meet or exceed federal or state regulations: Nondestructive pipeline testing expenditures – Radiography. | 2024-04-30 23:33 | 9720759 | 100
26663 | T1 | TARGA PIPELINE MID-CONTINENT WESTTEX LLC | TARGA PIPELINE SEGMENT | TARGA PIPELINE SEGMENT - REAGAN COUNTY | Reagan County | TX | 76932 | REAGAN | CN604821355 | RN111894648 | Pipeline coatings and cathodic protection on the Targa pipeline. | The following property is used 100% for pollution control and is installed to meet or exceed federal or state regulations: Pipeline coatings and cathodic protection on the Targa pipeline. | 2024-04-29 21:00 | 1944152 | 100
26664 | T1 | TARGA PIPELINE MID-CONTINENT WESTTEX LLC | TARGA PIPELINE SEGMENT | TARGA PIPELINE SEGMENT - MIDLAND COUNTY | Midland County | TX | 79703 | MIDLAND | CN604821355 | RN111894655 | Two hundred forty-one automatic shut off valves (block valves equipped with an actuator to close the valve) installed along the pipeline. | The following property is used 100% for pollution control and is installed to meet or exceed federal or state regulations: Two hundred forty-one automatic shut off valves (block valves equipped with an actuator to close the valve) installed along the pipeline. | 2024-04-27 11:39 | 1766942 | 100
26665 | T1 | TARGA PIPELINE MID-CONTINENT WESTTEX LLC | TARGA PIPELINE SEGMENT | TARGA PIPELINE SEGMENT - MIDLAND COUNTY | Midland County | TX | 79703 | MIDLAND | CN604821355 | RN111894663 | Sedimentation and erosion controls consisting of slope breakers, silt fences, sedimentation barriers, staked hay or straw bales, matting and diking. | The following property is used 100% for pollution control and is installed to meet or exceed federal or state regulations: Sedimentation and erosion controls consisting of slope breakers, silt fences, sedimentation barriers, staked hay or straw bales, matting and diking. | 2024-04-26 11:04 | 16063109 | 100
26666 | T1 | TARGA PIPELINE MID-CONTINENT WESTTEX LLC | TARGA PIPELINE SEGMENT | TARGA PIPELINE SEGMENT - GLASSCOCK COUNTY | Glasscock County | TX | 79739 | GLASSCOCK | CN604821355 | RN111894671 | Pipeline coatings and cathodic protection on the Targa pipeline. | The following property is used 100% for pollution control and is installed to meet or exceed federal or state regulations: Pipeline coatings and cathodic protection on the Targa pipeline. | 2024-04-29 21:11 | 2428365 | 100
26667 | T1 | TARGA PIPELINE MID-CONTINENT WESTTEX LLC | TARGA PIPELINE SEGMENT | TARGA PIPELINE SEGMENT - GLASSCOCK COUNTY | Glasscock County | TX | 79739 | GLASSCOCK | CN604821355 | RN111894689 | Nondestructive pipeline testing expenditures – Radiography. | The following property is used 100% for pollution control to meet or exceed federal or state regulations: Nondestructive pipeline testing expenditures – Radiography. | 2024-05-10 | 12141826 | 100
26668 | T1 | TARGA PIPELINE MID-CONTINENT WESTTEX LLC | TARGA PIPELINE SEGMENT | TARGA PIPELINE SEGMENT - GLASSCOCK COUNTY | Glasscock County | TX | 79739 | GLASSCOCK | CN604821355 | RN111894697 | Sedimentation and erosion controls consisting of slope breakers, silt fences, sedimentation barriers, staked hay or straw bales, matting and diking. | The following property is used 100% for pollution control and is installed to meet or exceed federal or state regulations: Sedimentation and erosion controls consisting of slope breakers, silt fences, sedimentation barriers, staked hay or straw bales, matting and diking. | 2024-04-26 09:13 | 15177283 | 100
26669 | T1 | TARGA PIPELINE MID-CONTINENT WESTTEX LLC | TARGA PIPELINE SEGMENT | TARGA PIPELINE SEGMENT - GLASSCOCK COUNTY | Glasscock County | TX | 79739 | GLASSCOCK | CN604821355 | RN111894705 | Two hundred sixty-seven automatic shut off valves (block valves equipped with an actuator to close the valve) installed along the pipeline. | The following property is used 100% for pollution control and is installed to meet or exceed federal or state regulations: Two hundred sixty-seven automatic shut off valves (block valves equipped with an actuator to close the valve) installed along the pipeline. | 2024-04-27 11:50 | 1669501 | 100
26670 | T1 | TARGA PIPELINE MID-CONTINENT WESTTEX LLC | TARGA PIPELINE SEGMENT | TARGA PIPELINE SEGMENT - MIDLAND COUNTY | Midland County | TX | 79703 | MIDLAND | CN604821355 | RN111894713 | Pipeline coatings and cathodic protection on the Targa pipeline. | The following property is used 100% for pollution control and is installed to meet or exceed federal or state regulations: Pipeline coatings and cathodic protection on the Targa pipeline. | 2024-04-29 21:17 | 2570097 | 100
26671 | T1 | TARGA PIPELINE MID-CONTINENT WESTTEX LLC | TARGA PIPELINE SEGMENT | TARGA PIPELINE SEGMENT - MIDLAND COUNTY | Midland County | TX | 79703 | MIDLAND | CN604821355 | RN111894721 | Nondestructive pipeline testing expenditures – Radiography. | The following property is used 100% for pollution control to meet or exceed federal or state regulations: Nondestructive pipeline testing expenditures – Radiography. | 2024-05-10 | 12850487 | 100
26672 | T1 | TOPS PIPELINE LLC | TOPS PIPELINE SEGMENT | TOPS PIPELINE - PIPELINE SEGMENT HARRISON COUNTY | Harrison County | TX | 75670 | HARRISON | CN605843119 | RN111894739 | Sedimentation and erosion controls consisting of slope breakers, silt fences, sedimentation barriers, staked hay or straw bales, matting, and diking. | The following property is used 100% for pollution control and is installed to meet or exceed federal or state regulations: Sedimentation and erosion controls consisting of slope breakers, silt fences, sedimentation barriers, staked hay or straw bales, matting, and diking. | 2024-04-24 | 1236270 | 100
26673 | T1 | TOPS PIPELINE LLC | TOPS PIPELINE SEGMENT | TOPS PIPELINE - PIPELINE SEGMENT HARRISON COUNTY | Harrison County | TX | 75670 | HARRISON | CN605843119 | RN111894747 | Nondestructive pipeline testing expenditures – Radiography. | The following property is used 100% for pollution control and is installed to meet or exceed federal or state regulations: Nondestructive pipeline testing expenditures – Radiography. | 2024-04-30 | 989016 | 100
26674 | T1 | TOPS PIPELINE LLC | TOPS PIPELINE SEGMENT | TOPS PIPELINE - PIPELINE SEGMENT HARRISON COUNTY | Harrison County | TX | 75670 | HARRISON | CN605843119 | RN111894754 | Pipeline coatings and cathodic protection on the Tops Pipeline. | The following property is used 100% for pollution control and is installed to meet or exceed federal or state regulations: Pipeline coatings and cathodic protection on the Tops Pipeline. | 2024-04-30 | 197803 | 100
26675 | T1 | MIDCOAST PIPELINES ETX-LP G&P | CLARITY PIPELINE SEGMENT | MIDCOAST PIPELINES - CLARITY TRINITY COUNTY PIPELINE SEGMENT, GROVETON, 75845 | Trinity County | TX | 75845 | TRINITY | CN606225266 | RN111894762 | One automatic shut off valves (block valves equipped with an actuator to close the valve) installed along the pipeline. | The following property is used 100% for pollution control to meet or exceed federal or state regulations: One automatic shut off valves (block valves equipped with an actuator to close the valve) installed along the pipeline. | 2024-04-24 | 413622 | 100
26679 | T1 | MIDCOAST PIPELINES EAST TEXAS LP | TEXAS DOUBLE D PIPELINE SEGMENT | MIDCOAST PIPELINES - TEXAS DOUBLE D RUSK COUNTY PIPELINE SEGMENT, HENDERSON, 75653 | Rusk County | TX | 75653 | RUSK | CN601262884 | RN111894804 | Four automatic shut off valves (block valves equipped with an actuator to close the valve) installed along the pipeline. | The following property is used 100% for pollution control to meet or exceed federal or state regulations: Four automatic shut off valves (block valves equipped with an actuator to close the valve) installed along the pipeline. | 2024-04-24 | 556380 | 100
26680 | T1 | MIDCOAST PIPELINES EAST TEXAS LP | TEXAS DOUBLE D PIPELINE SEGMENT | MIDCOAST PIPELINES - TEXAS DOUBLE D RUSK COUNTY PIPELINE SEGMENT, HENDERSON, 75653 | Rusk County | TX | 75653 | RUSK | CN601262884 | RN111894812 | Sedimentation and erosion controls consisting of slope breakers, silt fences, sedimentation barriers, staked hay or straw bales, matting, and diking. | The following property is used 100% for pollution control to meet or exceed federal or state regulations: Sedimentation and erosion controls consisting of slope breakers, silt fences, sedimentation barriers, staked hay or straw bales, matting, and diking. | 2024-04-24 | 5058000 | 100
26681 | T1 | MIDCOAST PIPELINES EAST TEXAS LP | TEXAS DOUBLE D PIPELINE SEGMENT | MIDCOAST PIPELINES - TEXAS DOUBLE D RUSK COUNTY PIPELINE SEGMENT, HENDERSON, 75653 | Rusk County | TX | 75653 | RUSK | CN601262884 | RN111894820 | Nondestructive pipeline testing expenditures – Radiography. | The following property is used 100% for pollution control to meet or exceed federal or state regulations: Nondestructive pipeline testing expenditures – Radiography. | 2024-04-24 | 4046400 | 100
26682 | T1 | TOPS PIPELINE LLC | TOPS PIPELINE SEGMENT | TOPS PIPELINE - PIPELINE SEGMENT PANOLA COUNTY | Panola County | TX | 75633 | PANOLA | CN605843119 | RN111894838 | Six automatic shut off valves (block valves equipped with an actuator to close the valves) installed at intervals along the pipeline. | The following property is used 100% for pollution control and is installed to meet or exceed federal or state regulations: Six automatic shut off valves (block valves equipped with an actuator to close the valves) installed at intervals along the pipeline. | 2024-04-30 | 214658 | 100
26683 | T1 | TOPS PIPELINE LLC | TOPS PIPELINE SEGMENT | TOPS PIPELINE - PIPELINE SEGMENT PANOLA COUNTY | Panola County | TX | 75633 | PANOLA | CN605843119 | RN111894846 | Sedimentation and erosion controls consisting of slope breakers, silt fences, sedimentation barriers, staked hay or straw bales, matting, and diking. | The following property is used 100% for pollution control and is installed to meet or exceed federal or state regulations: Sedimentation and erosion controls consisting of slope breakers, silt fences, sedimentation barriers, staked hay or straw bales, matting, and diking. | 2024-04-24 | 1951436 | 100
26684 | T1 | TOPS PIPELINE LLC | TOPS PIPELINE SEGMENT | TOPS PIPELINE - PIPELINE SEGMENT PANOLA COUNTY | Panola County | TX | 75633 | PANOLA | CN605843119 | RN111894853 | Nondestructive pipeline testing expenditures – Radiography. | The following property is used 100% for pollution control and is installed to meet or exceed federal or state regulations: Nondestructive pipeline testing expenditures – Radiography. | 2024-04-30 | 1561149 | 100
26685 | T1 | TOPS PIPELINE LLC | TOPS PIPELINE SEGMENT | TOPS PIPELINE - PIPELINE SEGMENT PANOLA COUNTY | Panola County | TX | 75633 | PANOLA | CN605843119 | RN111894861 | Pipeline coatings and cathodic protection on the Tops Pipeline. | The following property is used 100% for pollution control and is installed to meet or exceed federal or state regulations: Pipeline coatings and cathodic protection on the Tops Pipeline. | 2024-04-30 | 312230 | 100
26686 | T1 | TOPS PIPELINE LLC | TOPS PIPELINE SEGMENT | TOPS PIPELINE - PIPELINE SEGMENT HARRISON COUNTY | Harrison County | TX | 75670 | HARRISON | CN605843119 | RN111894879 | Five automatic shut off valves (block valves equipped with an actuator to close the valves) installed at intervals along the pipeline. | The following property is used 100% for pollution control and is installed to meet or exceed federal or state regulations: Five automatic shut off valves (block valves equipped with an actuator to close the valves) installed at intervals along the pipeline. | 2024-04-30 | 135990 | 100
26687 | T1 | MIDCOAST PIPELINES EAST TEXAS LP | TEXAS DOUBLE D PIPELINE SEGMENT | MIDCOAST PIPELINES - TEXAS DOUBLE D RUSK COUNTY PIPELINE SEGMENT, HENDERSON, 75653 | Rusk County | TX | 75653 | RUSK | CN601262884 | RN111894887 | Pipeline coatings and cathodic protection on the Texas Double "D" Pipeline. | The following property is used 100% for pollution control to meet or exceed federal or state regulations: Pipeline coatings and cathodic protection on the Texas Double "D" Pipeline. | 2024-04-24 | 809280 | 100
26722 | T1 | MEDALLION PIPELINE COMPANY LLC | MEDALLION PIPELINE MIDLAND PIPELINE SEGMENTS | MEDALLION PIPELINE MIDLAND PIPELINE SEGMENTS | Midland County | TX | 79701 | MIDLAND | CN605722644 | RN111895231 | Sedimentation and erosion controls consisting of slope breakers, silt fences, sedimentation barriers, staked hay or straw bales, matting, and diking. | The following property is used 100% for pollution control to meet or exceed federal or state regulations: Sedimentation and erosion controls consisting of slope breakers, silt fences, sedimentation barriers, staked hay or straw bales, matting, and diking. | 2024-04-24 | 6935154 | 100
26723 | T1 | MEDALLION PIPELINE COMPANY LLC | MEDALLION PIPELINE MARTIN PIPELINE SEGMETS | MEDALLION PIPELINE MARTIN PIPELINE SEGMETS | Martin County | TX | 79705 | MARTIN | CN605722644 | RN111895249 | Sedimentation and erosion controls consisting of slope breakers, silt fences, sedimentation barriers, staked hay or straw bales, matting, and diking. | The following property is used 100% for pollution control to meet or exceed federal or state regulations: Sedimentation and erosion controls consisting of slope breakers, silt fences, sedimentation barriers, staked hay or straw bales, matting, and diking. | 2024-04-23 | 4872800 | 100
26725 | T1 | MEDALLION PIPELINE COMPANY LLC | MEDALLION PIPELINE HOWARD COUNTY PIPELINE SEGMENTS | MEDALLION PIPELINE HOWARD COUNTY PIPELINE SEGMENTS | Howard County | TX | 21045 | HOWARD | CN605722644 | RN111895264 | Sedimentation and erosion controls consisting of slope breakers, silt fences, sedimentation barriers, staked hay or straw bales, matting, and diking. | The following property is used 100% for pollution control to meet or exceed federal or state regulations: Sedimentation and erosion controls consisting of slope breakers, silt fences, sedimentation barriers, staked hay or straw bales, matting, and diking. | 2024-04-23 | 8578010 | 100
26728 | T1 | MEDALLION PIPELINE COMPANY LLC | MEDALLION PIPELINE GLASSCOCK COUNTY PIPELINE SEGMENTS | MEDALLION PIPELINE GLASSCOCK COUNTY PIPELINE SEGMENTS | Glasscock County | TX | 79720 | GLASSCOCK | CN605722644 | RN111895298 | Sedimentation and erosion controls consisting of slope breakers, silt fences, sedimentation barriers, staked hay or straw bales, matting, and diking. | The following property is used 100% for pollution control to meet or exceed federal or state regulations: Sedimentation and erosion controls consisting of slope breakers, silt fences, sedimentation barriers, staked hay or straw bales, matting, and diking. | 2024-04-23 | 9851537 | 100
26729 | T1 | MIDCOAST PIPELINES EAST TEXAS LP | TEXAS DOUBLE D PIPELINE SEGMENT | MIDCOAST PIPELINES - TEXAS DOUBLE D CHEROKEE COUNTY PIPELINE SEGMENT | Cherokee County | TX | 75766 | CHEROKEE | CN601262884 | RN111895306 | Nondestructive pipeline testing expenditures – Radiography. | The following property is used 100% for pollution control to meet or exceed federal or state regulations: Nondestructive pipeline testing expenditures – Radiography. | 2024-04-24 | 4141440 | 100
26730 | T1 | MEDALLION PIPELINE COMPANY LLC | MEDALLION PIPELINE CRANE COUNTY PIPELINE SEGMENTS | MEDALLION PIPELINE CRANE COUNTY PIPELINE SEGMENTS | Crane County | TX | 79731 | CRANE | CN605722644 | RN111895314 | Sedimentation and erosion controls consisting of slope breakers, silt fences, sedimentation barriers, staked hay or straw bales, matting, and diking. | The following property is used 100% for pollution control to meet or exceed federal or state regulations: Sedimentation and erosion controls consisting of slope breakers, silt fences, sedimentation barriers, staked hay or straw bales, matting, and diking. | 2024-04-23 | 336500 | 100
26731 | T1 | MIDCOAST PIPELINES EAST TEXAS LP | TEXAS DOUBLE D PIPELINE SEGMENT | MIDCOAST PIPELINES - TEXAS DOUBLE D CHEROKEE COUNTY PIPELINE SEGMENT | Cherokee County | TX | 75766 | CHEROKEE | CN601262884 | RN111895322 | Sedimentation and erosion controls consisting of slope breakers, silt fences, sedimentation barriers, staked hay or straw bales, matting, and diking. | The following property is used 100% for pollution control to meet or exceed federal or state regulations: Sedimentation and erosion controls consisting of slope breakers, silt fences, sedimentation barriers, staked hay or straw bales, matting, and diking. | 2024-04-24 | 5176800 | 100
26732 | T1 | MIDCOAST PIPELINES EAST TEXAS LP | TEXAS DOUBLE D PIPELINE SEGMENT | MIDCOAST PIPELINES - TEXAS DOUBLE D CHEROKEE COUNTY PIPELINE SEGMENT | Cherokee County | TX | 75766 | CHEROKEE | CN601262884 | RN111895330 | Three automatic shut off valves (block valves equipped with an actuator to close the valve) installed along the pipeline. | The following property is used 100% for pollution control to meet or exceed federal or state regulations: Three automatic shut off valves (block valves equipped with an actuator to close the valve) installed along the pipeline. | 2024-04-24 | 569448 | 100
26733 | T1 | MIDCOAST PIPELINES EAST TEXAS LP | TEXAS DOUBLE D PIPELINE SEGMENT | MIDCOAST PIPELINES - TEXAS DOUBLE D CHEROKEE COUNTY PIPELINE SEGMENT | Cherokee County | TX | 75766 | CHEROKEE | CN601262884 | RN111895348 | Pipeline coatings and cathodic protection on the Texas Double "D" Pipeline. | The following property is used 100% for pollution control to meet or exceed federal or state regulations: Pipeline coatings and cathodic protection on the Texas Double "D" Pipeline. | 2024-04-24 | 828288 | 100
26737 | T1 | MIDCOAST PIPELINES EAST TEXAS LP | TEXAS DOUBLE D PIPELINE SEGMENT | MIDCOAST PIPELINES - TEXAS DOUBLE D ANDERSON COUNTY PIPELINE SEGMENT, PALESTINE, 75832 | Anderson County | TX | 75832 | ANDERSON | CN601262884 | RN111895389 | Nondestructive pipeline testing expenditures – Radiography. | The following property is used 100% for pollution control to meet or exceed federal or state regulations: Nondestructive pipeline testing expenditures – Radiography. | 2024-04-24 | 1440000 | 100
26738 | T1 | MIDCOAST PIPELINES EAST TEXAS LP | TEXAS DOUBLE D PIPELINE SEGMENT | MIDCOAST PIPELINES - TEXAS DOUBLE D ANDERSON COUNTY PIPELINE SEGMENT, PALESTINE, 75832 | Anderson County | TX | 75832 | ANDERSON | CN601262884 | RN111895397 | One automatic shut off valve (block valve equipped with an actuator to close the valve) installed along the pipeline. | The following property is used 100% for pollution control to meet or exceed federal or state regulations: One automatic shut off valve (block valve equipped with an actuator to close the valve) installed along the pipeline. | 2024-04-24 | 198000 | 100
26739 | T1 | MIDCOAST PIPELINES EAST TEXAS LP | TEXAS DOUBLE D PIPELINE SEGMENT | MIDCOAST PIPELINES - TEXAS DOUBLE D ANDERSON COUNTY PIPELINE SEGMENT, PALESTINE, 75832 | Anderson County | TX | 75832 | ANDERSON | CN601262884 | RN111895405 | Sedimentation and erosion controls consisting of slope breakers, silt fences, sedimentation barriers, staked hay or straw bales, matting, and diking. | The following property is used 100% for pollution control to meet or exceed federal or state regulations: Sedimentation and erosion controls consisting of slope breakers, silt fences, sedimentation barriers, staked hay or straw bales, matting, and diking. | 2024-04-24 | 1800000 | 100
26740 | T1 | MIDCOAST PIPELINES EAST TEXAS LP | TEXAS DOUBLE D PIPELINE SEGMENT | MIDCOAST PIPELINES - TEXAS DOUBLE D ANDERSON COUNTY PIPELINE SEGMENT | Anderson County | TX | 75832 | ANDERSON | CN601262884 | RN111895413 | Pipeline coatings and cathodic protection on the Texas Double "D" Pipeline. | The following property is used 100% for pollution control to meet or exceed federal or state regulations: Pipeline coatings and cathodic protection on the Texas Double "D" Pipeline. | 2024-04-24 | 288000 | 100
26741 | T1 | ONEOK ARBUCKLE PIPELINE LLC | ONEOK ARBUCKLE PIPELINE WISE PIPE SEGMENTS | ONEOK ARBUCKLE PIPELINE PIPE SEGMENTS IN WISE COUNTY | Wise County | TX | 76431 | WISE | CN603450727 | RN111892600 | 14 automatic shut off valves (block valves equipped with an actuator to close the valve) installed along the pipeline. | The following property is used 100% for pollution control to meet or exceed federal or state regulations: 14 automatic shut off valves (block valves equipped with an actuator to close the valve) installed along the pipeline. | 2024-04-24 | 293127 | 100
26742 | T1 | ONEOK ARBUCKLE PIPELINE LLC | ONEOK ARBUCKLE PIPELINE WALKER PIPE SEGMENTS | ONEOK ARBUCKLE PIPELINE PIPE SEGMENTS IN WALKER COUNTY | Walker County | TX | 77864 | WALKER | CN603450727 | RN111892618 | One automatic shut off valve (block valve equipped with an actuator to close the valve) installed along the pipeline. | The following property is used 100% for pollution control to meet or exceed federal or state regulations: One automatic shut off valve (block valve equipped with an actuator to close the valve) installed along the pipeline. | 2024-04-24 | 264176 | 100
26743 | T1 | ONEOK ARBUCKLE PIPELINE LLC | ONEOK ARBUCKLE PIPELINE SAN JACINTO PIPE SEGMENTS | ONEOK ARBUCKLE PIPELINE PIPE SEGMENTS IN SAN JACINTO COUNTY | San Jacinto County | TX | 77371 | SAN JACINTO | CN603450727 | RN111892626 | Six automatic shut off valves (block valves equipped with an actuator to close the valve) installed along the pipeline. | The following property is used 100% for pollution control to meet or exceed federal or state regulations: Six automatic shut off valves (block valves equipped with an actuator to close the valve) installed along the pipeline. | 2024-04-24 | 848388 | 100
26744 | T1 | ONEOK ARBUCKLE PIPELINE LLC | ONEOK ARBUCKLE PIPELINE PARKER PIPE SEGMENTS | ONEOK ARBUCKLE PIPELINE PIPE SEGMENTS IN PARKER COUNTY | Parker County | TX | 76087 | PARKER | CN603450727 | RN111892634 | Seven automatic shut off valves (block valves equipped with an actuator to close the valve) installed along the pipeline. | The following property is used 100% for pollution control to meet or exceed federal or state regulations: Seven automatic shut off valves (block valves equipped with an actuator to close the valve) installed along the pipeline. | 2024-04-24 | 338956 | 100
26745 | T1 | ONEOK ARBUCKLE PIPELINE LLC | ONEOK ARBUCKLE PIPELINE NAVARRO PIPE SEGMENTS | ONEOK ARBUCKLE PIPELINE PIPE SEGMENTS IN NAVARRO COUNTY | Navarro County | TX | 76679 | NAVARRO | CN603450727 | RN111892642 | Six automatic shut off valves (block valves equipped with an actuator to close the valve) installed along the pipeline. | The following property is used 100% for pollution control to meet or exceed federal or state regulations: Six automatic shut off valves (block valves equipped with an actuator to close the valve) installed along the pipeline. | 2024-04-24 | 346874 | 100
26746 | T1 | ONEOK ARBUCKLE PIPELINE LLC | ONEOK ARBUCKLE PIPELINE MONTAGUE PIPE SEGMENTS | ONEOK ARBUCKLE PIPELINE PIPE SEGMENTS IN MONTAGUE COUNTY | Montague County | TX | 76251 | MONTAGUE | CN603450727 | RN111892659 | Seven automatic shut off valves (block valves equipped with an actuator to close the valve) installed along the pipeline. | The following property is used 100% for pollution control to meet or exceed federal or state regulations: Seven automatic shut off valves (block valves equipped with an actuator to close the valve) installed along the pipeline. | 2024-04-24 | 202343 | 100
26747 | T1 | ONEOK ARBUCKLE PIPELINE LLC | ONEOK ARBUCKLE PIPELINE MADISON PIPE SEGMENTS | ONEOK ARBUCKLE PIPELINE PIPE SEGMENTS IN MADISON COUNTY | Madison County | TX | 75852 | MADISON | CN603450727 | RN111892667 | One automatic shut off valve (block valve equipped with an actuator to close the valve) installed along the pipeline. | The following property is used 100% for pollution control to meet or exceed federal or state regulations: One automatic shut off valve (block valve equipped with an actuator to close the valve) installed along the pipeline. | 2024-04-24 | 134967 | 100
26748 | T1 | ONEOK ARBUCKLE PIPELINE LLC | ONEOK ARBUCKLE PIPELINE LIBERTY PIPE SEGMENTS | ONEOK ARBUCKLE PIPELINE PIPE SEGMENTS IN LIBERTY COUNTY | Liberty County | TX | 77327 | LIBERTY | CN603450727 | RN111892675 | 11 automatic shut off valves (block valves equipped with an actuator to close the valve) installed along the pipeline. | The following property is used 100% for pollution control to meet or exceed federal or state regulations: 11 automatic shut off valves (block valves equipped with an actuator to close the valve) installed along the pipeline. | 2024-04-24 | 1093769 | 100
26749 | T1 | ONEOK ARBUCKLE PIPELINE LLC | ONEOK ARBUCKLE PIPELINE LEON PIPE SEGMENTS | ONEOK ARBUCKLE PIPELINE PIPE SEGMENTS IN LEON COUNTY | Leon County | TX | 75831 | LEON | CN603450727 | RN111892683 | Four automatic shut off valves (block valves equipped with an actuator to close the valve) installed along the pipeline. | The following property is used 100% for pollution control to meet or exceed federal or state regulations: Four automatic shut off valves (block valves equipped with an actuator to close the valve) installed along the pipeline. | 2024-04-24 | 323234 | 100
26750 | T1 | ONEOK ARBUCKLE PIPELINE LLC | ONEOK ARBUCKLE PIPELINE JOHNSON PIPE SEGMENTS | ONEOK ARBUCKLE PIPELINE PIPE SEGMENTS IN JOHNSON COUNTY | Johnson County | TX | 76035 | JOHNSON | CN603450727 | RN111892691 | Nine automatic shut off valves (block valves equipped with an actuator to close the valve) installed along the pipeline. | The following property is used 100% for pollution control to meet or exceed federal or state regulations: Nine automatic shut off valves (block valves equipped with an actuator to close the valve) installed along the pipeline. | 2024-04-24 | 320380 | 100
26751 | T1 | ONEOK ARBUCKLE PIPELINE LLC | ONEOK ARBUCKLE PIPELINE HOOD PIPE SEGMENTS | ONEOK ARBUCKLE PIPELINE PIPE SEGMENTS IN HOOD COUNTY | Hood County | TX | 76035 | HOOD | CN603450727 | RN111892709 | Three automatic shut off valves (block valves equipped with an actuator to close the valve) installed along the pipeline. | The following property is used 100% for pollution control to meet or exceed federal or state regulations: Three automatic shut off valves (block valves equipped with an actuator to close the valve) installed along the pipeline. | 2024-04-24 | 138882 | 100
26752 | T1 | ONEOK ARBUCKLE PIPELINE LLC | ONEOK ARBUCKLE PIPELINE HILL PIPE SEGMENTS | ONEOK ARBUCKLE PIPELINE PIPE SEGMENTS IN HILL COUNTY | Hill County | TX | 76055 | HILL | CN603450727 | RN111892717 | Three automatic shut off valves (block valves equipped with an actuator to close the valve) installed along the pipeline. | The following property is used 100% for pollution control to meet or exceed federal or state regulations: Three automatic shut off valves (block valves equipped with an actuator to close the valve) installed along the pipeline. | 2024-04-24 | 104945 | 100
26753 | T1 | ONEOK ARBUCKLE PIPELINE LLC | ONEOK ARBUCKLE PIPELINE FREESTONE PIPE SEGMENTS | ONEOK ARBUCKLE PIPELINE PIPE SEGMENTS IN FREESTONE COUNTY | Freestone County | TX | 76055 | FREESTONE | CN603450727 | RN111892725 | 14 automatic shut off valves (block valves equipped with an actuator to close the valve) installed along the pipeline. | The following property is used 100% for pollution control to meet or exceed federal or state regulations: 14 automatic shut off valves (block valves equipped with an actuator to close the valve) installed along the pipeline. | 2024-04-24 | 608491 | 100
26754 | T1 | ONEOK ARBUCKLE PIPELINE LLC | ONEOK ARBUCKLE PIPELINE ELLIS PIPE SEGMENTS | ONEOK ARBUCKLE PIPELINE PIPE SEGMENTS IN ELLIS COUNTY | Ellis County | TX | 76670 | ELLIS | CN603450727 | RN111892733 | Four automatic shut off valves (block valves equipped with an actuator to close the valve) installed along the pipeline. | The following property is used 100% for pollution control to meet or exceed federal or state regulations: Four automatic shut off valves (block valves equipped with an actuator to close the valve) installed along the pipeline. | 2024-04-24 | 134515 | 100
26755 | T1 | ONEOK ARBUCKLE PIPELINE LLC | ONEOK ARBUCKLE PIPELINE CHAMBERS PIPE SEGMENTS | ONEOK ARBUCKLE PIPELINE PIPE SEGMENTS IN CHAMBERS COUNTY | Chambers County | TX | 77521 | CHAMBERS | CN603450727 | RN111892741 | One automatic shut off valve (block valve equipped with an actuator to close the valve) installed along the pipeline. | The following property is used 100% for pollution control to meet or exceed federal or state regulations: One automatic shut off valve (block valve equipped with an actuator to close the valve) installed along the pipeline. | 2024-04-24 | 25836 | 100
26756 | T1 | ONEOK ARBUCKLE PIPELINE LLC | ONEOK ARBUCKLE PIPELINE WISE PIPE SEGMENTS | ONEOK ARBUCKLE PIPELINE PIPE SEGMENTS IN WISE COUNTY | Wise County | TX | 76431 | WISE | CN603450727 | RN111892600 | The following property is used 100% for pollution control to meet or exceed federal or state regulations: Nondestructive pipeline testing expenditures – Radiography. | The following property is used 100% for pollution control and is installed to meet or exceed federal or state regulations: Nondestructive pipeline testing expenditures – Radiography. | 2024-04-26 | 2178994 | 100
26757 | T1 | ONEOK ARBUCKLE PIPELINE LLC | ONEOK ARBUCKLE PIPELINE WALKER PIPE SEGMENTS | ONEOK ARBUCKLE PIPELINE PIPE SEGMENTS IN WALKER COUNTY | Walker County | TX | 77864 | WALKER | CN603450727 | RN111892618 | The following property is used 100% for pollution control to meet or exceed federal or state regulations: Nondestructive pipeline testing expenditures – Radiography. | The following property is used 100% for pollution control and is installed to meet or exceed federal or state regulations: Nondestructive pipeline testing expenditures – Radiography. | 2024-04-26 | 1963786 | 100
26758 | T1 | ONEOK ARBUCKLE PIPELINE LLC | ONEOK ARBUCKLE PIPELINE SAN JACINTO PIPE SEGMENTS | ONEOK ARBUCKLE PIPELINE PIPE SEGMENTS IN SAN JACINTO COUNTY | San Jacinto County | TX | 77371 | SAN JACINTO | CN603450727 | RN111892626 | The following property is used 100% for pollution control to meet or exceed federal or state regulations: Nondestructive pipeline testing expenditures – Radiography. | The following property is used 100% for pollution control and is installed to meet or exceed federal or state regulations: Nondestructive pipeline testing expenditures – Radiography. | 2024-04-26 | 6306602 | 100
26759 | T1 | ONEOK ARBUCKLE PIPELINE LLC | ONEOK ARBUCKLE PIPELINE PARKER PIPE SEGMENTS | ONEOK ARBUCKLE PIPELINE PIPE SEGMENTS IN PARKER COUNTY | Parker County | TX | 76087 | PARKER | CN603450727 | RN111892634 | The following property is used 100% for pollution control to meet or exceed federal or state regulations: Nondestructive pipeline testing expenditures – Radiography. | The following property is used 100% for pollution control and is installed to meet or exceed federal or state regulations: Nondestructive pipeline testing expenditures – Radiography. | 2024-04-26 | 2519672 | 100
26760 | T1 | ONEOK ARBUCKLE PIPELINE LLC | ONEOK ARBUCKLE PIPELINE NAVARRO PIPE SEGMENTS | ONEOK ARBUCKLE PIPELINE PIPE SEGMENTS IN NAVARRO COUNTY | Navarro County | TX | 76679 | NAVARRO | CN603450727 | RN111892642 | The following property is used 100% for pollution control to meet or exceed federal or state regulations: Nondestructive pipeline testing expenditures – Radiography. | The following property is used 100% for pollution control and is installed to meet or exceed federal or state regulations: Nondestructive pipeline testing expenditures – Radiography. | 2024-04-26 | 2578531 | 100
26761 | T1 | ONEOK ARBUCKLE PIPELINE LLC | ONEOK ARBUCKLE PIPELINE MONTAGUE PIPE SEGMENTS | ONEOK ARBUCKLE PIPELINE PIPE SEGMENTS IN MONTAGUE COUNTY | Montague County | TX | 76251 | MONTAGUE | CN603450727 | RN111892659 | The following property is used 100% for pollution control to meet or exceed federal or state regulations: Nondestructive pipeline testing expenditures – Radiography. | The following property is used 100% for pollution control and is installed to meet or exceed federal or state regulations: Nondestructive pipeline testing expenditures – Radiography. | 2024-04-26 | 1504146 | 100
26762 | T1 | ONEOK ARBUCKLE PIPELINE LLC | ONEOK ARBUCKLE PIPELINE MADISON PIPE SEGMENTS | ONEOK ARBUCKLE PIPELINE PIPE SEGMENTS IN MADISON COUNTY | Madison County | TX | 75852 | MADISON | CN603450727 | RN111892667 | The following property is used 100% for pollution control to meet or exceed federal or state regulations: Nondestructive pipeline testing expenditures – Radiography. | The following property is used 100% for pollution control and is installed to meet or exceed federal or state regulations: Nondestructive pipeline testing expenditures – Radiography. | 2024-04-26 | 1003296 | 100
26763 | T1 | ONEOK ARBUCKLE PIPELINE LLC | ONEOK ARBUCKLE PIPELINE LIBERTY PIPE SEGMENTS | ONEOK ARBUCKLE PIPELINE PIPE SEGMENTS IN LIBERTY COUNTY | Liberty County | TX | 77327 | LIBERTY | CN603450727 | RN111892675 | The following property is used 100% for pollution control to meet or exceed federal or state regulations: Nondestructive pipeline testing expenditures – Radiography. | The following property is used 100% for pollution control and is installed to meet or exceed federal or state regulations: Nondestructive pipeline testing expenditures – Radiography. | 2024-04-26 | 8130671 | 100
26764 | T1 | ONEOK ARBUCKLE PIPELINE LLC | ONEOK ARBUCKLE PIPELINE LEON PIPE SEGMENTS | ONEOK ARBUCKLE PIPELINE PIPE SEGMENTS IN LEON COUNTY | Leon County | TX | 75831 | LEON | CN603450727 | RN111892683 | The following property is used 100% for pollution control to meet or exceed federal or state regulations: Nondestructive pipeline testing expenditures – Radiography. | The following property is used 100% for pollution control and is installed to meet or exceed federal or state regulations: Nondestructive pipeline testing expenditures – Radiography. | 2024-04-26 | 2402803 | 100
26765 | T1 | ONEOK ARBUCKLE PIPELINE LLC | ONEOK ARBUCKLE PIPELINE JOHNSON PIPE SEGMENTS | ONEOK ARBUCKLE PIPELINE PIPE SEGMENTS IN JOHNSON COUNTY | Johnson County | TX | 76035 | JOHNSON | CN603450727 | RN111892691 | The following property is used 100% for pollution control to meet or exceed federal or state regulations: Nondestructive pipeline testing expenditures – Radiography. | The following property is used 100% for pollution control and is installed to meet or exceed federal or state regulations: Nondestructive pipeline testing expenditures – Radiography. | 2024-04-26 | 2381585 | 100
26766 | T1 | ONEOK ARBUCKLE PIPELINE LLC | ONEOK ARBUCKLE PIPELINE HOOD PIPE SEGMENTS | ONEOK ARBUCKLE PIPELINE PIPE SEGMENTS IN HOOD COUNTY | Hood County | TX | 76035 | HOOD | CN603450727 | RN111892709 | The following property is used 100% for pollution control to meet or exceed federal or state regulations: Nondestructive pipeline testing expenditures – Radiography. | The following property is used 100% for pollution control and is installed to meet or exceed federal or state regulations: Nondestructive pipeline testing expenditures – Radiography. | 2024-04-26 | 1032394 | 100
26767 | T1 | ONEOK ARBUCKLE PIPELINE LLC | ONEOK ARBUCKLE PIPELINE HILL PIPE SEGMENTS | ONEOK ARBUCKLE PIPELINE PIPE SEGMENTS IN HILL COUNTY | Hill County | TX | 76055 | HILL | CN603450727 | RN111892717 | The following property is used 100% for pollution control to meet or exceed federal or state regulations: Nondestructive pipeline testing expenditures – Radiography. | The following property is used 100% for pollution control and is installed to meet or exceed federal or state regulations: Nondestructive pipeline testing expenditures – Radiography. | 2024-04-26 | 780125 | 100
26768 | T1 | ONEOK ARBUCKLE PIPELINE LLC | ONEOK ARBUCKLE PIPELINE FREESTONE PIPE SEGMENTS | ONEOK ARBUCKLE PIPELINE PIPE SEGMENTS IN FREESTONE COUNTY | Freestone County | TX | 76055 | FREESTONE | CN603450727 | RN111892725 | The following property is used 100% for pollution control to meet or exceed federal or state regulations: Nondestructive pipeline testing expenditures – Radiography. | The following property is used 100% for pollution control and is installed to meet or exceed federal or state regulations: Nondestructive pipeline testing expenditures – Radiography. | 2024-04-26 | 4523299 | 100
26769 | T1 | ONEOK ARBUCKLE PIPELINE LLC | ONEOK ARBUCKLE PIPELINE ELLIS PIPE SEGMENTS | ONEOK ARBUCKLE PIPELINE PIPE SEGMENTS IN ELLIS COUNTY | Ellis County | TX | 76670 | ELLIS | CN603450727 | RN111892733 | The following property is used 100% for pollution control to meet or exceed federal or state regulations: Nondestructive pipeline testing expenditures – Radiography. | The following property is used 100% for pollution control and is installed to meet or exceed federal or state regulations: Nondestructive pipeline testing expenditures – Radiography. | 2024-04-26 | 999936 | 100
26770 | T1 | ONEOK ARBUCKLE PIPELINE LLC | ONEOK ARBUCKLE PIPELINE CHAMBERS PIPE SEGMENTS | ONEOK ARBUCKLE PIPELINE PIPE SEGMENTS IN CHAMBERS COUNTY | Chambers County | TX | 77521 | CHAMBERS | CN603450727 | RN111892741 | The following property is used 100% for pollution control to meet or exceed federal or state regulations: Nondestructive pipeline testing expenditures – Radiography. | The following property is used 100% for pollution control and is installed to meet or exceed federal or state regulations: Nondestructive pipeline testing expenditures – Radiography. | 2024-04-26 | 192058 | 100
26771 | T1 | ONEOK ARBUCKLE PIPELINE LLC | ONEOK ARBUCKLE PIPELINE WISE PIPE SEGMENTS | ONEOK ARBUCKLE PIPELINE PIPE SEGMENTS IN WISE COUNTY | Wise County | TX | 76431 | WISE | CN603450727 | RN111892600 | Pipeline coatings and cathodic protection on the Oneok Arbuckle Pipeline. | The following property is used 100% for pollution control to meet or exceed federal or state regulations: Pipeline coatings and cathodic protection on the Oneok Arbuckle Pipeline. | 2024-04-26 | 440987 | 100
26772 | T1 | ONEOK ARBUCKLE PIPELINE LLC | ONEOK ARBUCKLE PIPELINE WALKER PIPE SEGMENTS | ONEOK ARBUCKLE PIPELINE PIPE SEGMENTS IN WALKER COUNTY | Walker County | TX | 77864 | WALKER | CN603450727 | RN111892618 | Pipeline coatings and cathodic protection on the Oneok Arbuckle Pipeline. | The following property is used 100% for pollution control to meet or exceed federal or state regulations: Pipeline coatings and cathodic protection on the Oneok Arbuckle Pipeline. | 2024-04-26 | 397433 | 100
26773 | T1 | ONEOK ARBUCKLE PIPELINE LLC | ONEOK ARBUCKLE PIPELINE SAN JACINTO PIPE SEGMENTS | ONEOK ARBUCKLE PIPELINE PIPE SEGMENTS IN SAN JACINTO COUNTY | San Jacinto County | TX | 77371 | SAN JACINTO | CN603450727 | RN111892626 | Pipeline coatings and cathodic protection on the Oneok Arbuckle Pipeline. | The following property is used 100% for pollution control to meet or exceed federal or state regulations: Pipeline coatings and cathodic protection on the Oneok Arbuckle Pipeline. | 2024-04-26 | 1276336 | 100
26774 | T1 | ONEOK ARBUCKLE PIPELINE LLC | ONEOK ARBUCKLE PIPELINE PARKER PIPE SEGMENTS | ONEOK ARBUCKLE PIPELINE PIPE SEGMENTS IN PARKER COUNTY | Parker County | TX | 76087 | PARKER | CN603450727 | RN111892634 | Pipeline coatings and cathodic protection on the Oneok Arbuckle Pipeline. | The following property is used 100% for pollution control to meet or exceed federal or state regulations: Pipeline coatings and cathodic protection on the Oneok Arbuckle Pipeline. | 2024-04-26 | 509934 | 100
26775 | T1 | ONEOK ARBUCKLE PIPELINE LLC | ONEOK ARBUCKLE PIPELINE NAVARRO PIPE SEGMENTS | ONEOK ARBUCKLE PIPELINE PIPE SEGMENTS IN NAVARRO COUNTY | Navarro County | TX | 76679 | NAVARRO | CN603450727 | RN111892642 | Pipeline coatings and cathodic protection on the Oneok Arbuckle Pipeline. | The following property is used 100% for pollution control to meet or exceed federal or state regulations: Pipeline coatings and cathodic protection on the Oneok Arbuckle Pipeline. | 2024-04-26 | 521846 | 100
26776 | T1 | ONEOK ARBUCKLE PIPELINE LLC | ONEOK ARBUCKLE PIPELINE MONTAGUE PIPE SEGMENTS | ONEOK ARBUCKLE PIPELINE PIPE SEGMENTS IN MONTAGUE COUNTY | Montague County | TX | 76251 | MONTAGUE | CN603450727 | RN111892659 | Pipeline coatings and cathodic protection on the Oneok Arbuckle Pipeline. | The following property is used 100% for pollution control to meet or exceed federal or state regulations: Pipeline coatings and cathodic protection on the Oneok Arbuckle Pipeline. | 2024-04-26 | 304411 | 100
26777 | T1 | ONEOK ARBUCKLE PIPELINE LLC | ONEOK ARBUCKLE PIPELINE MADISON PIPE SEGMENTS | ONEOK ARBUCKLE PIPELINE PIPE SEGMENTS IN MADISON COUNTY | Madison County | TX | 75852 | MADISON | CN603450727 | RN111892667 | Pipeline coatings and cathodic protection on the Oneok Arbuckle Pipeline. | The following property is used 100% for pollution control to meet or exceed federal or state regulations: Pipeline coatings and cathodic protection on the Oneok Arbuckle Pipeline. | 2024-04-26 | 203048 | 100
26778 | T1 | ONEOK ARBUCKLE PIPELINE LLC | ONEOK ARBUCKLE PIPELINE LIBERTY PIPE SEGMENTS | ONEOK ARBUCKLE PIPELINE PIPE SEGMENTS IN LIBERTY COUNTY | Liberty County | TX | 77327 | LIBERTY | CN603450727 | RN111892675 | Pipeline coatings and cathodic protection on the Oneok Arbuckle Pipeline. | The following property is used 100% for pollution control to meet or exceed federal or state regulations: Pipeline coatings and cathodic protection on the Oneok Arbuckle Pipeline. | 2024-04-26 | 1645493 | 100
26779 | T1 | ONEOK ARBUCKLE PIPELINE LLC | ONEOK ARBUCKLE PIPELINE LEON PIPE SEGMENTS | ONEOK ARBUCKLE PIPELINE PIPE SEGMENTS IN LEON COUNTY | Leon County | TX | 75831 | LEON | CN603450727 | RN111892683 | Pipeline coatings and cathodic protection on the Oneok Arbuckle Pipeline. | The following property is used 100% for pollution control to meet or exceed federal or state regulations: Pipeline coatings and cathodic protection on the Oneok Arbuckle Pipeline. | 2024-04-26 | 486282 | 100
26780 | T1 | ONEOK ARBUCKLE PIPELINE LLC | ONEOK ARBUCKLE PIPELINE JOHNSON PIPE SEGMENTS | ONEOK ARBUCKLE PIPELINE PIPE SEGMENTS IN JOHNSON COUNTY | Johnson County | TX | 76035 | JOHNSON | CN603450727 | RN111892691 | Pipeline coatings and cathodic protection on the Oneok Arbuckle Pipeline. | The following property is used 100% for pollution control to meet or exceed federal or state regulations: Pipeline coatings and cathodic protection on the Oneok Arbuckle Pipeline. | 2024-04-26 | 481987 | 100
26781 | T1 | ONEOK ARBUCKLE PIPELINE LLC | ONEOK ARBUCKLE PIPELINE HOOD PIPE SEGMENTS | ONEOK ARBUCKLE PIPELINE PIPE SEGMENTS IN HOOD COUNTY | Hood County | TX | 76035 | HOOD | CN603450727 | RN111892709 | Pipeline coatings and cathodic protection on the Oneok Arbuckle Pipeline. | The following property is used 100% for pollution control to meet or exceed federal or state regulations: Pipeline coatings and cathodic protection on the Oneok Arbuckle Pipeline. | 2024-04-26 | 208937 | 100
26782 | T1 | ONEOK ARBUCKLE PIPELINE LLC | ONEOK ARBUCKLE PIPELINE HILL PIPE SEGMENTS | ONEOK ARBUCKLE PIPELINE PIPE SEGMENTS IN HILL COUNTY | Hill County | TX | 76055 | HILL | CN603450727 | RN111892717 | Pipeline coatings and cathodic protection on the Oneok Arbuckle Pipeline. | The following property is used 100% for pollution control to meet or exceed federal or state regulations: Pipeline coatings and cathodic protection on the Oneok Arbuckle Pipeline. | 2024-04-26 | 157882 | 100
26783 | T1 | ONEOK ARBUCKLE PIPELINE LLC | ONEOK ARBUCKLE PIPELINE FREESTONE PIPE SEGMENTS | ONEOK ARBUCKLE PIPELINE PIPE SEGMENTS IN FREESTONE COUNTY | Freestone County | TX | 76055 | FREESTONE | CN603450727 | RN111892725 | Pipeline coatings and cathodic protection on the Oneok Arbuckle Pipeline. | The following property is used 100% for pollution control to meet or exceed federal or state regulations: Pipeline coatings and cathodic protection on the Oneok Arbuckle Pipeline. | 2024-04-26 | 915430 | 100
26784 | T1 | ONEOK ARBUCKLE PIPELINE LLC | ONEOK ARBUCKLE PIPELINE ELLIS PIPE SEGMENTS | ONEOK ARBUCKLE PIPELINE PIPE SEGMENTS IN ELLIS COUNTY | Ellis County | TX | 76670 | ELLIS | CN603450727 | RN111892733 | Pipeline coatings and cathodic protection on the Oneok Arbuckle Pipeline. | The following property is used 100% for pollution control to meet or exceed federal or state regulations: Pipeline coatings and cathodic protection on the Oneok Arbuckle Pipeline. | 2024-04-26 | 202368 | 100
26785 | T1 | ONEOK ARBUCKLE PIPELINE LLC | ONEOK ARBUCKLE PIPELINE CHAMBERS PIPE SEGMENTS | ONEOK ARBUCKLE PIPELINE PIPE SEGMENTS IN CHAMBERS COUNTY | Chambers County | TX | 77521 | CHAMBERS | CN603450727 | RN111892741 | Pipeline coatings and cathodic protection on the Oneok Arbuckle Pipeline. | The following property is used 100% for pollution control to meet or exceed federal or state regulations: Pipeline coatings and cathodic protection on the Oneok Arbuckle Pipeline. | 2024-04-26 | 38869 | 100
26786 | T1 | MEDALLION PIPELINE COMPANY LLC | MEDALLION PIPELINE MIDLAND PIPELINE SEGMENTS | MEDALLION PIPELINE MIDLAND PIPELINE SEGMENTS | Midland County | TX | 79701 | MIDLAND | CN605722644 | RN111895231 | Nondestructive pipeline testing expenditures – Radiography. | The following property is used 100% for pollution control and is installed to meet or exceed federal or state regulations: Nondestructive pipeline testing expenditures – Radiography. | 2024-05-10 | 5548123 | 100
26787 | T1 | MEDALLION PIPELINE COMPANY LLC | MEDALLION PIPELINE MIDLAND PIPELINE SEGMENTS | MEDALLION PIPELINE MIDLAND PIPELINE SEGMENTS | Midland County | TX | 79701 | MIDLAND | CN605722644 | RN111895231 | 26 automatic shut off valves (block valves equipped with an actuator to close the valves) installed at intervals along the pipeline. | The following property is used 100% for pollution control and is installed to meet or exceed federal or state regulations: 26 automatic shut off valves (block valves equipped with an actuator to close the valves) installed at intervals along the pipeline. | 2024-05-10 | 762867 | 100
26788 | T1 | MEDALLION PIPELINE COMPANY LLC | MEDALLION PIPELINE MIDLAND PIPELINE SEGMENTS | MEDALLION PIPELINE MIDLAND PIPELINE SEGMENTS | Midland County | TX | 79701 | MIDLAND | CN605722644 | RN111895231 | Pipeline coatings and cathodic protection on the Medallion Pipeline. | The following property is used 100% for pollution control and is installed to meet or exceed federal or state regulations: Pipeline coatings and cathodic protection on the Medallion Pipeline. | 2024-05-10 | 1109625 | 100
26789 | T1 | MEDALLION PIPELINE COMPANY LLC | MEDALLION PIPELINE MARTIN PIPELINE SEGMETS | MEDALLION PIPELINE MARTIN PIPELINE SEGMETS | Martin County | TX | 79705 | MARTIN | CN605722644 | RN111895249 | Nondestructive pipeline testing expenditures – Radiography. | The following property is used 100% for pollution control and is installed to meet or exceed federal or state regulations: Nondestructive pipeline testing expenditures – Radiography. | 2024-05-10 | 3898240 | 100
26790 | T1 | MEDALLION PIPELINE COMPANY LLC | MEDALLION PIPELINE MARTIN PIPELINE SEGMETS | MEDALLION PIPELINE MARTIN PIPELINE SEGMETS | Martin County | TX | 79705 | MARTIN | CN605722644 | RN111895249 | 53 automatic shut off valves (block valves equipped with an actuator to close the valves) installed at intervals along the pipeline. | The following property is used 100% for pollution control and is installed to meet or exceed federal or state regulations: 53 automatic shut off valves (block valves equipped with an actuator to close the valves) installed at intervals along the pipeline. | 2024-05-10 | 536008 | 100
26791 | T1 | MEDALLION PIPELINE COMPANY LLC | MEDALLION PIPELINE MARTIN PIPELINE SEGMETS | MEDALLION PIPELINE MARTIN PIPELINE SEGMETS | Martin County | TX | 79705 | MARTIN | CN605722644 | RN111895249 | Pipeline coatings and cathodic protection on the Medallion Pipeline. | The following property is used 100% for pollution control and is installed to meet or exceed federal or state regulations: Pipeline coatings and cathodic protection on the Medallion Pipeline. | 2024-05-10 | 779648 | 100
26792 | T1 | MEDALLION PIPELINE COMPANY LLC | MEDALLION PIPELINE HOWARD COUNTY PIPELINE SEGMENTS | MEDALLION PIPELINE HOWARD COUNTY PIPELINE SEGMENTS | Howard County | TX | 21045 | HOWARD | CN605722644 | RN111895264 | Nondestructive pipeline testing expenditures – Radiography. | The following property is used 100% for pollution control and is installed to meet or exceed federal or state regulations: Nondestructive pipeline testing expenditures – Radiography. | 2024-05-10 | 6862408 | 100
26793 | T1 | MEDALLION PIPELINE COMPANY LLC | MEDALLION PIPELINE HOWARD COUNTY PIPELINE SEGMENTS | MEDALLION PIPELINE HOWARD COUNTY PIPELINE SEGMENTS | Howard County | TX | 21045 | HOWARD | CN605722644 | RN111895264 | 73 automatic shut off valves (block valves equipped with an actuator to close the valves) installed at intervals along the pipeline. | The following property is used 100% for pollution control and is installed to meet or exceed federal or state regulations: 73 automatic shut off valves (block valves equipped with an actuator to close the valves) installed at intervals along the pipeline. | 2024-05-10 | 943581 | 100
26794 | T1 | MEDALLION PIPELINE COMPANY LLC | MEDALLION PIPELINE HOWARD COUNTY PIPELINE SEGMENTS | MEDALLION PIPELINE HOWARD COUNTY PIPELINE SEGMENTS | Howard County | TX | 21045 | HOWARD | CN605722644 | RN111895264 | Pipeline coatings and cathodic protection on the Medallion Pipeline. | The following property is used 100% for pollution control and is installed to meet or exceed federal or state regulations: Pipeline coatings and cathodic protection on the Medallion Pipeline. | 2024-05-10 | 1372482 | 100
26795 | T1 | MEDALLION PIPELINE COMPANY LLC | MEDALLION PIPELINE GLASSCOCK COUNTY PIPELINE SEGMENTS | MEDALLION PIPELINE GLASSCOCK COUNTY PIPELINE SEGMENTS | Glasscock County | TX | 79720 | GLASSCOCK | CN605722644 | RN111895298 | Nondestructive pipeline testing expenditures – Radiography. | The following property is used 100% for pollution control and is installed to meet or exceed federal or state regulations: Nondestructive pipeline testing expenditures – Radiography. | 2024-05-10 | 7881230 | 100
26796 | T1 | MEDALLION PIPELINE COMPANY LLC | MEDALLION PIPELINE GLASSCOCK COUNTY PIPELINE SEGMENTS | MEDALLION PIPELINE GLASSCOCK COUNTY PIPELINE SEGMENTS | Glasscock County | TX | 79720 | GLASSCOCK | CN605722644 | RN111895298 | 26 automatic shut off valves (block valves equipped with an actuator to close the valves) installed at intervals along the pipeline. | The following property is used 100% for pollution control and is installed to meet or exceed federal or state regulations: 26 automatic shut off valves (block valves equipped with an actuator to close the valves) installed at intervals along the pipeline. | 2024-05-10 | 1083669 | 100
26797 | T1 | MEDALLION PIPELINE COMPANY LLC | MEDALLION PIPELINE GLASSCOCK COUNTY PIPELINE SEGMENTS | MEDALLION PIPELINE GLASSCOCK COUNTY PIPELINE SEGMENTS | Glasscock County | TX | 79720 | GLASSCOCK | CN605722644 | RN111895298 | Pipeline coatings and cathodic protection on the Medallion Pipeline. | The following property is used 100% for pollution control and is installed to meet or exceed federal or state regulations: Pipeline coatings and cathodic protection on the Medallion Pipeline. | 2024-05-10 | 1576246 | 100
26798 | T1 | MEDALLION PIPELINE COMPANY LLC | MEDALLION PIPELINE CRANE COUNTY PIPELINE SEGMENTS | MEDALLION PIPELINE CRANE COUNTY PIPELINE SEGMENTS | Crane County | TX | 79731 | CRANE | CN605722644 | RN111895314 | Nondestructive pipeline testing expenditures – Radiography. | The following property is used 100% for pollution control and is installed to meet or exceed federal or state regulations: Nondestructive pipeline testing expenditures – Radiography. | 2024-05-10 | 269200 | 100
26799 | T1 | MEDALLION PIPELINE COMPANY LLC | MEDALLION PIPELINE CRANE COUNTY PIPELINE SEGMENTS | MEDALLION PIPELINE CRANE COUNTY PIPELINE SEGMENTS | Crane County | TX | 79731 | CRANE | CN605722644 | RN111895314 | Five automatic shut off valves (block valves equipped with an actuator to close the valves) installed at intervals along the pipeline. | The following property is used 100% for pollution control and is installed to meet or exceed federal or state regulations: Five automatic shut off valves (block valves equipped with an actuator to close the valves) installed at intervals along the pipeline. | 2024-05-10 | 37015 | 100
26800 | T1 | MEDALLION PIPELINE COMPANY LLC | MEDALLION PIPELINE CRANE COUNTY PIPELINE SEGMENTS | MEDALLION PIPELINE CRANE COUNTY PIPELINE SEGMENTS | Crane County | TX | 79731 | CRANE | CN605722644 | RN111895314 | Pipeline coatings and cathodic protection on the Medallion Pipeline. | The following property is used 100% for pollution control and is installed to meet or exceed federal or state regulations: Pipeline coatings and cathodic protection on the Medallion Pipeline. | 2024-05-10 | 53840 | 100
26801 | T1 | PETRO-HUNT PERMIAN LLC | PETRO-HUNT PERMIAN PIPELINE CULBERSON COUNTY | PIPELINE LOCATED IN CULBERSON COUNTY FOR PETRO-HUNT PERMIAN | Culberson County | TX | 79855 | CULBERSON | CN606007938 | RN111894200 | Nondestructive pipeline testing expenditures – Radiography. | The following property is used 100% for pollution control to meet or exceed federal or state regulations: Nondestructive pipeline testing expenditures – Radiography. | 2024-04-26 | 1938400 | 100
26802 | T1 | PETRO-HUNT PERMIAN LLC | PETRO-HUNT PERMIAN PIPELINE CULBERSON COUNTY | PIPELINE LOCATED IN CULBERSON COUNTY FOR PETRO-HUNT PERMIAN | Culberson County | TX | 79855 | CULBERSON | CN606007938 | RN111894200 | 11 automatic shut off valves (block valves equipped with an actuator to close the valve) installed along the pipeline. | The following property is used 100% for pollution control to meet or exceed federal or state regulations: 11 automatic shut off valves (block valves equipped with an actuator to close the valve) installed along the pipeline. | 2024-04-26 | 266530 | 100
26803 | T1 | PETRO-HUNT PERMIAN LLC | PETRO-HUNT PERMIAN PIPELINE CULBERSON COUNTY | PIPELINE LOCATED IN CULBERSON COUNTY FOR PETRO-HUNT PERMIAN | Culberson County | TX | 79855 | CULBERSON | CN606007938 | RN111894200 | Sedimentation and erosion controls consisting of slope breakers, silt fences, sedimentation barriers, staked hay or straw bales, matting, and diking. | The following property is used 100% for pollution control to meet or exceed federal or state regulations: Sedimentation and erosion controls consisting of slope breakers, silt fences, sedimentation barriers, staked hay or straw bales, matting, and diking. | 2024-04-26 | 2423000 | 100
26804 | T1 | PETRO-HUNT PERMIAN LLC | PETRO HUNT PERMIAN PIPELINES REEVES COUNTY | SOUTH OF PECOS APPROXIMATELY 11 MILES | Reeves County | TX | 79780 | REEVES | CN606007938 | RN111894192 | Sedimentation and erosion controls consisting of slope breakers, silt fences, sedimentation barriers, staked hay or straw bales, matting, and diking. | The following property is used 100% for pollution control to meet or exceed federal or state regulations: Sedimentation and erosion controls consisting of slope breakers, silt fences, sedimentation barriers, staked hay or straw bales, matting, and diking. | 2024-04-26 | 225600 | 100
26805 | T1 | PETRO-HUNT PERMIAN LLC | PETRO HUNT PERMIAN PIPELINES REEVES COUNTY | SOUTH OF PECOS APPROXIMATELY 11 MILES | Reeves County | TX | 79780 | REEVES | CN606007938 | RN111894192 | One automatic shut off valve (block valve equipped with an actuator to close the valve) installed along the pipeline. | The following property is used 100% for pollution control to meet or exceed federal or state regulations: One automatic shut off valve (block valve equipped with an actuator to close the valve) installed along the pipeline. | 2024-04-30 | 24816 | 100
26806 | T1 | PETRO-HUNT PERMIAN LLC | PETRO HUNT PERMIAN PIPELINES REEVES COUNTY | SOUTH OF PECOS APPROXIMATELY 11 MILES | Reeves County | TX | 79780 | REEVES | CN606007938 | RN111894192 | Nondestructive pipeline testing expenditures – Radiography. | The following property is used 100% for pollution control to meet or exceed federal or state regulations: Nondestructive pipeline testing expenditures – Radiography. | 2024-04-26 | 180480 | 100
26807 | T1 | AMP TEXAS PIPELINES LLC | AMP TEXAS PIPELINE FAYETTE COUNTY PIPELINES | AMP TEXAS PIPELINE LOCATED IN FAYETTE COUNTY | Fayette County | TX | 78945 | FAYETTE | CN605548759 | RN111894184 | The following property is used 100% for pollution control to meet or exceed federal or state regulations: Sedimentation and erosion controls consisting of slope breakers, silt fences, sedimentation barriers, staked hay or straw bales, matting, and diking. | The following property is used 100% for pollution control to meet or exceed federal or state regulations: Sedimentation and erosion controls consisting of slope breakers, silt fences, sedimentation barriers, staked hay or straw bales, matting, and diking. | 2024-04-29 | 52100 | 100
26808 | T1 | AMP TEXAS PIPELINES LLC | AMP TEXAS PIPELINE FAYETTE COUNTY PIPELINES | AMP TEXAS PIPELINE LOCATED IN FAYETTE COUNTY | Fayette County | TX | 78945 | FAYETTE | CN605548759 | RN111894184 | Two automatic shut off valves (block valves equipped with an actuator to close the valve) installed along the pipeline. | The following property is used 100% for pollution control to meet or exceed federal or state regulations: Two automatic shut off valves (block valves equipped with an actuator to close the valve) installed along the pipeline. | 2024-04-29 | 5731 | 100
26809 | T1 | AMP TEXAS PIPELINES LLC | AMP TEXAS PIPELINE FAYETTE COUNTY PIPELINES | AMP TEXAS PIPELINE LOCATED IN FAYETTE COUNTY | Fayette County | TX | 78945 | FAYETTE | CN605548759 | RN111894184 | Nondestructive pipeline testing expenditures – Radiography. | The following property is used 100% for pollution control to meet or exceed federal or state regulations: Nondestructive pipeline testing expenditures – Radiography. | 2024-04-29 | 41680 | 100
26810 | T1 | AMP TEXAS PIPELINES LLC | AMP TEXAS PIPELINE LLC PL IN WASHINGTON COUNTY | AMP TEXAS PIPELINE LOCATED IN WASHINGTON COUNTY | Washington County | TX | 77835 | WASHINGTON | CN605548759 | RN111894176 | Sedimentation and erosion controls consisting of slope breakers, silt fences, sedimentation barriers, staked hay or straw bales, matting, and diking. | The following property is used 100% for pollution control to meet or exceed federal or state regulations: Sedimentation and erosion controls consisting of slope breakers, silt fences, sedimentation barriers, staked hay or straw bales, matting, and diking. | 2024-04-29 | 1125550 | 100
26811 | T1 | MEDALLION PIPELINE COMPANY LLC | MITCHELL COUNTY MEDALLION PIPELINE | MEDALLION PIPELINE LOCATED IN MITCHELL COUNTY | Mitchell County | TX | 79565 | MITCHELL | CN605722644 | RN111895439 | Pipeline coatings and cathodic protection on the Medallion Pipeline. | The following property is used 100% for pollution control and is installed to meet or exceed federal or state regulations: Pipeline coatings and cathodic protection on the Medallion Pipeline. | 2024-05-01 | 803184 | 100
26812 | T1 | MEDALLION PIPELINE COMPANY LLC | REAGAN COUNTY PIPELINE MEDALLION PIPELINE CO | MEDALLION PIPELINE CO PIPELINE LOCATED IN REAGAN COUNTY | Reagan County | TX | 55309 | REAGAN | CN605722644 | RN111895447 | Pipeline coatings and cathodic protection on the Medallion Pipeline. | The following property is used 100% for pollution control and is installed to meet or exceed federal or state regulations: Pipeline coatings and cathodic protection on the Medallion Pipeline. | 2024-05-01 | 1353828 | 100
26813 | T1 | AMP TEXAS PIPELINES LLC | AMP TEXAS PIPELINE LLC PL IN WASHINGTON COUNTY | AMP TEXAS PIPELINE LOCATED IN WASHINGTON COUNTY | Washington County | TX | 77835 | WASHINGTON | CN605548759 | RN111894176 | Ten automatic shut off valves (block valves equipped with an actuator to close the valve) installed along the pipeline. | The following property is used 100% for pollution control to meet or exceed federal or state regulations: Ten automatic shut off valves (block valves equipped with an actuator to close the valve) installed along the pipeline. | 2024-04-29 | 123811 | 100
26814 | T1 | AMP TEXAS PIPELINES LLC | AMP TEXAS PIPELINE LLC PL IN WASHINGTON COUNTY | AMP TEXAS PIPELINE LOCATED IN WASHINGTON COUNTY | Washington County | TX | 77835 | WASHINGTON | CN605548759 | RN111894176 | Nondestructive pipeline testing expenditures – Radiography. | The following property is used 100% for pollution control to meet or exceed federal or state regulations: Nondestructive pipeline testing expenditures – Radiography. | 2024-04-29 | 9004440 | 100
26815 | T1 | MEDALLION PIPELINE COMPANY LLC | UPTON COUNTY PIPELINE MEDALLION PIPELINE CO | MEDALLION PIPELINE CO PIPELINES LOCATED IN UPTON COUNTY | Upton County | TX | 79755 | UPTON | CN605722644 | RN111895454 | Pipeline coatings and cathodic protection on the Medallion Pipeline. | The following property is used 100% for pollution control and is installed to meet or exceed federal or state regulations: Pipeline coatings and cathodic protection on the Medallion Pipeline. | 2024-05-22 | 994212 | 100
26816 | T1 | MEDALLION PIPELINE COMPANY LLC | SCURRY COUNTY PIPELINE MEDALLION PIPELINE CO | MEDALLION PIPELINE LOCATED IN SCURRY COUNTY | Scurry County | TX | 79516 | SCURRY | CN605722644 | RN111895462 | Pipeline coatings and cathodic protection on the Medallion Pipeline. | The following property is used 100% for pollution control and is installed to meet or exceed federal or state regulations: Pipeline coatings and cathodic protection on the Medallion Pipeline. | 2024-05-01 | 29713 | 100
26817 | T1 | PETRO-HUNT PERMIAN LLC | RUSTLER HILLS STATE SWD FACILITY | Latitude = 31.673446, Longitude = -104.18372 | Culberson County | TX | 79855 | CULBERSON | CN606007938 | RN110519386 | Rustler Hills State Saltwater Disposal Well Facility consisting of poly pipeline, collection tanks, pretreatment separators, shaker screens, and centrifuges. | The following property is used 100% for pollution control and is installed to meet or exceed federal or state regulations: Rustler Hills State Saltwater Disposal Well Facility consisting of poly pipeline, collection tanks, pretreatment separators, shaker screens, and centrifuges. | 2024-05-22 | 750000 | 100
26818 | T1 | MOTUS T2 LLC | MOTUS T2 | 16265 RL OSTOS ROAD | BROWNSVILLE | TX | 78521 | CAMERON | CN604770834 | RN108162132 | Internal floating roofs on tanks 150-1, 100-1, 100-2, 50-1, 50-2, 50-3, 50-4, 30-1, 30-2, and 30-3. | The following property is used 100% for pollution control to meet or exceed federal or state regulations: Internal floating roofs on tanks 150-1, 100-1, 100-2, 50-1, 50-2, 50-3, 50-4, 30-1, 30-2, and 30-3. | 2024-04-30 | 1000000 | 100
26819 | T1 | PATTERSON-UTI DRILLING COMPANY LLC | PATTERSON DRILLING | 9915 W INDUSTRIAL AVE | MIDLAND | TX | 79706 | MIDLAND | CN603425174 | RN102277621 | Low NOx combustion and emissions control system consisting of an air-fuel ratio integrated control module, turbochargers that include an intercooler, and a post combustion catalytic converter on spark ignition engines on Rig 812. | The following property is used 100% for pollution control to meet or exceed federal or state regulations: Low NOx combustion and emissions control system consisting of an air-fuel ratio integrated control module, turbochargers that include an intercooler, and a post combustion catalytic converter on spark ignition engines on Rig 812. | 2024-02-26 | 265800 | 100
26820 | T1 | MEDALLION PIPELINE COMPANY LLC | MITCHELL COUNTY MEDALLION PIPELINE | MEDALLION PIPELINE LOCATED IN MITCHELL COUNTY | Mitchell County | TX | 79565 | MITCHELL | CN605722644 | RN111895439 | Sedimentation and erosion controls consisting of slope breakers, silt fences, sedimentation barriers, staked hay or straw bales, matting, and diking. | The following property is used 100% for pollution control and is installed to meet or exceed federal or state regulations: Sedimentation and erosion controls consisting of slope breakers, silt fences, sedimentation barriers, staked hay or straw bales, matting, and diking. | 2024-04-29 | 5019900 | 100
26821 | T1 | MEDALLION PIPELINE COMPANY LLC | MITCHELL COUNTY MEDALLION PIPELINE | MEDALLION PIPELINE LOCATED IN MITCHELL COUNTY | Mitchell County | TX | 79565 | MITCHELL | CN605722644 | RN111895439 | 13 automatic shut off valves (block valves equipped with an actuator to close the valves) installed at intervals along the pipeline. | The following property is used 100% for pollution control and is installed to meet or exceed federal or state regulations: 13 automatic shut off valves (block valves equipped with an actuator to close the valves) installed at intervals along the pipeline. | 2024-05-01 | 552189 | 100
26822 | T1 | MEDALLION PIPELINE COMPANY LLC | MITCHELL COUNTY MEDALLION PIPELINE | MEDALLION PIPELINE LOCATED IN MITCHELL COUNTY | Mitchell County | TX | 79565 | MITCHELL | CN605722644 | RN111895439 | Nondestructive pipeline testing expenditures – Radiography. | The following property is used 100% for pollution control and is installed to meet or exceed federal or state regulations: Nondestructive pipeline testing expenditures – Radiography. | 2024-05-01 | 4015920 | 100
26823 | T1 | MEDALLION PIPELINE COMPANY LLC | REAGAN COUNTY PIPELINE MEDALLION PIPELINE CO | MEDALLION PIPELINE CO PIPELINE LOCATED IN REAGAN COUNTY | Reagan County | TX | 55309 | REAGAN | CN605722644 | RN111895447 | Sedimentation and erosion controls consisting of slope breakers, silt fences, sedimentation barriers, staked hay or straw bales, matting, and diking. | The following property is used 100% for pollution control and is installed to meet or exceed federal or state regulations: Sedimentation and erosion controls consisting of slope breakers, silt fences, sedimentation barriers, staked hay or straw bales, matting, and diking. | 2024-04-29 | 8461425 | 100
26824 | T1 | MEDALLION PIPELINE COMPANY LLC | REAGAN COUNTY PIPELINE MEDALLION PIPELINE CO | MEDALLION PIPELINE CO PIPELINE LOCATED IN REAGAN COUNTY | Reagan County | TX | 55309 | REAGAN | CN605722644 | RN111895447 | 30 automatic shut off valves (block valves equipped with an actuator to close the valves) installed at intervals along the pipeline. | The following property is used 100% for pollution control and is installed to meet or exceed federal or state regulations: 30 automatic shut off valves (block valves equipped with an actuator to close the valves) installed at intervals along the pipeline. | 2024-05-01 | 930757 | 100
26825 | T1 | MEDALLION PIPELINE COMPANY LLC | REAGAN COUNTY PIPELINE MEDALLION PIPELINE CO | MEDALLION PIPELINE CO PIPELINE LOCATED IN REAGAN COUNTY | Reagan County | TX | 55309 | REAGAN | CN605722644 | RN111895447 | Nondestructive pipeline testing expenditures – Radiography. | The following property is used 100% for pollution control and is installed to meet or exceed federal or state regulations: Nondestructive pipeline testing expenditures – Radiography. | 2024-05-01 | 6769140 | 100
26826 | T1 | MEDALLION PIPELINE COMPANY LLC | SCURRY COUNTY PIPELINE MEDALLION PIPELINE CO | MEDALLION PIPELINE LOCATED IN SCURRY COUNTY | Scurry County | TX | 79516 | SCURRY | CN605722644 | RN111895462 | Sedimentation and erosion controls consisting of slope breakers, silt fences, sedimentation barriers, staked hay or straw bales, matting, and diking. | The following property is used 100% for pollution control and is installed to meet or exceed federal or state regulations: Sedimentation and erosion controls consisting of slope breakers, silt fences, sedimentation barriers, staked hay or straw bales, matting, and diking. | 2024-04-29 | 185707 | 100
26827 | T1 | MEDALLION PIPELINE COMPANY LLC | SCURRY COUNTY PIPELINE MEDALLION PIPELINE CO | MEDALLION PIPELINE LOCATED IN SCURRY COUNTY | Scurry County | TX | 79516 | SCURRY | CN605722644 | RN111895462 | Five automatic shut off valves (block valves equipped with an actuator to close the valves) installed at intervals along the pipeline. | The following property is used 100% for pollution control and is installed to meet or exceed federal or state regulations: Five automatic shut off valves (block valves equipped with an actuator to close the valves) installed at intervals along the pipeline. | 2024-05-01 | 20428 | 100
26828 | T1 | MEDALLION PIPELINE COMPANY LLC | SCURRY COUNTY PIPELINE MEDALLION PIPELINE CO | MEDALLION PIPELINE LOCATED IN SCURRY COUNTY | Scurry County | TX | 79516 | SCURRY | CN605722644 | RN111895462 | Nondestructive pipeline testing expenditures – Radiography. | The following property is used 100% for pollution control and is installed to meet or exceed federal or state regulations: Nondestructive pipeline testing expenditures – Radiography. | 2024-05-01 | 148566 | 100
26829 | T1 | MEDALLION PIPELINE COMPANY LLC | UPTON COUNTY PIPELINE MEDALLION PIPELINE CO | MEDALLION PIPELINE CO PIPELINES LOCATED IN UPTON COUNTY | Upton County | TX | 79755 | UPTON | CN605722644 | RN111895454 | Nondestructive pipeline testing expenditures – Radiography. | The following property is used 100% for pollution control and is installed to meet or exceed federal or state regulations: Nondestructive pipeline testing expenditures – Radiography. | 2024-05-01 | 4971059 | 100
26830 | T1 | MEDALLION PIPELINE COMPANY LLC | UPTON COUNTY PIPELINE MEDALLION PIPELINE CO | MEDALLION PIPELINE CO PIPELINES LOCATED IN UPTON COUNTY | Upton County | TX | 79755 | UPTON | CN605722644 | RN111895454 | Sedimentation and erosion controls consisting of slope breakers, silt fences, sedimentation barriers, staked hay or straw bales, matting, and diking. | The following property is used 100% for pollution control and is installed to meet or exceed federal or state regulations: Sedimentation and erosion controls consisting of slope breakers, silt fences, sedimentation barriers, staked hay or straw bales, matting, and diking. | 2024-04-29 | 6213824 | 100
26831 | T1 | PATTERSON-UTI DRILLING COMPANY LLC | PATTERSON DRILLING | 9915 W INDUSTRIAL AVE | MIDLAND | TX | 79706 | MIDLAND | CN603425174 | RN102277621 | Low NOx combustion and emissions control system consisting of an air-fuel ratio integrated control module, turbochargers that include an intercooler, and a post combustion catalytic converter on spark ignition engines on Rig 814. | The following property is used 100% for pollution control to meet or exceed federal or state regulations: Low NOx combustion and emissions control system consisting of an air-fuel ratio integrated control module, turbochargers that include an intercooler, and a post combustion catalytic converter on spark ignition engines on Rig 814. | 2024-02-26 | 265800 | 100
26832 | T1 | MEDALLION PIPELINE COMPANY LLC | UPTON COUNTY PIPELINE MEDALLION PIPELINE CO | MEDALLION PIPELINE CO PIPELINES LOCATED IN UPTON COUNTY | Upton County | TX | 79755 | UPTON | CN605722644 | RN111895454 | 24 automatic shut off valves (block valves equipped with an actuator to close the valves) installed at intervals along the pipeline. | The following property is used 100% for pollution control and is installed to meet or exceed federal or state regulations: 24 automatic shut off valves (block valves equipped with an actuator to close the valves) installed at intervals along the pipeline. | 2024-05-01 | 683521 | 100
26833 | T1 | MAX MIDSTREAM TEXAS LLC | EDNA 1 TERMINAL | Latitude = 28.916232, Longitude = -96.632137 | Jackson County | TX | 77957 | JACKSON | CN605726959 | RN110996717 | Internal floating roofs on tanks 1, 2, 3, 4, 5, 6, 7, and 8. | The following property is used 100% for pollution control to meet or exceed federal or state regulations: Internal floating roofs on tanks 1, 2, 3, 4, 5, 6, 7, and 8. | 2024-04-30 | 5500000 | 100
26834 | T1 | ONEOK NGL PIPELINE LLC | WEST TEXAS LPG PIPELINE LP WINKLER PIPE SEGMENTS | WEST TEXAS LPG PIPELINE LP PIPE SEGMENTS IN WINKLER COUNTY | Winkler County | TX | 79745 | WINKLER | CN602879470 | RN111893194 | Nondestructive pipeline testing expenditures – Radiography. | The following property is used 100% for pollution control and is installed to meet or exceed federal or state regulations: Nondestructive pipeline testing expenditures – Radiography. | 2024-04-29 | 1815156 | 100
26835 | T1 | ONEOK NGL PIPELINE LLC | WEST TEXAS LPG PIPELINE LP TAYLOR PIPE SEGMENTS | WEST TEXAS LPG PIPELINE LP PIPE SEGMENTS IN TAYLOR COUNTY | Taylor County | TX | 79561 | TAYLOR | CN602879470 | RN111893202 | Nondestructive pipeline testing expenditures – Radiography. | The following property is used 100% for pollution control and is installed to meet or exceed federal or state regulations: Nondestructive pipeline testing expenditures – Radiography. | 2024-04-29 | 1066766 | 100
26836 | T1 | ONEOK NGL PIPELINE LLC | WEST TEXAS LPG PIPELINE LP SCURRY PIPE SEGMENTS | WEST TEXAS LPG PIPELINE LP PIPE SEGMENTS IN SCURRY COUNTY | Scurry County | TX | 79549 | SCURRY | CN602879470 | RN111893210 | Nondestructive pipeline testing expenditures – Radiography. | The following property is used 100% for pollution control and is installed to meet or exceed federal or state regulations: Nondestructive pipeline testing expenditures – Radiography. | 2024-04-29 | 294622 | 100
26837 | T1 | ONEOK NGL PIPELINE LLC | WEST TEXAS LPG PIPELINE LP REEVES PIPE SEGMENTS | WEST TEXAS LPG PIPELINE LP PIPE SEGMENTS IN REEVES COUNTY | Reeves County | TX | 79770 | REEVES | CN602879470 | RN111893228 | Nondestructive pipeline testing expenditures – Radiography. | The following property is used 100% for pollution control and is installed to meet or exceed federal or state regulations: Nondestructive pipeline testing expenditures – Radiography. | 2024-04-29 | 114240 | 100
26838 | T1 | ONEOK NGL PIPELINE LLC | WEST TEXAS LPG PIPELINE LP PARKER PIPE SEGMENTS | WEST TEXAS LPG PIPELINE LP PIPE SEGMENTS IN PARKER COUNTY | Parker County | TX | 76066 | PARKER | CN602879470 | RN111893236 | Nondestructive pipeline testing expenditures – Radiography. | The following property is used 100% for pollution control and is installed to meet or exceed federal or state regulations: Nondestructive pipeline testing expenditures – Radiography. | 2024-04-29 | 710640 | 100
26839 | T1 | ONEOK NGL PIPELINE LLC | WEST TEXAS LPG PIPELINE LP PALO PINTO PIPE SEGMENTS | WEST TEXAS LPG PIPELINE LP PIPE SEGMENTS IN PALO PINTO COUNTY | Palo Pinto County | TX | 76472 | PALO PINTO | CN602879470 | RN111893244 | Nondestructive pipeline testing expenditures – Radiography. | The following property is used 100% for pollution control and is installed to meet or exceed federal or state regulations: Nondestructive pipeline testing expenditures – Radiography. | 2024-04-29 | 1062432 | 100
26840 | T1 | ONEOK NGL PIPELINE LLC | WEST TEXAS LPG PIPELINE LP NOLAN PIPE SEGMENTS | WEST TEXAS LPG PIPELINE LP PIPE SEGMENTS IN NOLAN COUNTY | Nolan County | TX | 79556 | NOLAN | CN602879470 | RN111893251 | Nondestructive pipeline testing expenditures – Radiography. | The following property is used 100% for pollution control and is installed to meet or exceed federal or state regulations: Nondestructive pipeline testing expenditures – Radiography. | 2024-04-29 | 1909421 | 100
26841 | T1 | ONEOK NGL PIPELINE LLC | WEST TEXAS LPG PIPELINE LP MITCHELL PIPE SEGMENTS | WEST TEXAS LPG PIPELINE LP PIPE SEGMENTS IN MITCHELL COUNTY | Mitchell County | TX | 79532 | MITCHELL | CN602879470 | RN111893269 | Nondestructive pipeline testing expenditures – Radiography. | The following property is used 100% for pollution control and is installed to meet or exceed federal or state regulations: Nondestructive pipeline testing expenditures – Radiography. | 2024-04-29 | 2639414 | 100
26842 | T1 | ONEOK NGL PIPELINE LLC | WEST TEXAS LPG PIPELINE LP MIDLAND PIPE SEGMENTS | WEST TEXAS LPG PIPELINE LP PIPE SEGMENTS IN MIDLAND COUNTY | Midland County | TX | 79701 | MIDLAND | CN602879470 | RN111893277 | Nondestructive pipeline testing expenditures – Radiography. | The following property is used 100% for pollution control and is installed to meet or exceed federal or state regulations: Nondestructive pipeline testing expenditures – Radiography. | 2024-04-29 | 1577453 | 100
26843 | T1 | ONEOK NGL PIPELINE LLC | WEST TEXAS LPG PIPELINE LP MARTIN PIPE SEGMENTS | WEST TEXAS LPG PIPELINE LP PIPE SEGMENTS IN MARTIN COUNTY | Martin County | TX | 79782 | MARTIN | CN602879470 | RN111893285 | Nondestructive pipeline testing expenditures – Radiography. | The following property is used 100% for pollution control and is installed to meet or exceed federal or state regulations: Nondestructive pipeline testing expenditures – Radiography. | 2024-04-29 | 1286443 | 100
26844 | T1 | ONEOK NGL PIPELINE LLC | WEST TEXAS LPG PIPELINE LP LOVING PIPE SEGMENTS | WEST TEXAS LPG PIPELINE LP PIPE SEGMENTS IN LOVING COUNTY | Loving County | TX | 79754 | LOVING | CN602879470 | RN111893293 | Nondestructive pipeline testing expenditures – Radiography. | The following property is used 100% for pollution control and is installed to meet or exceed federal or state regulations: Nondestructive pipeline testing expenditures – Radiography. | 2024-04-29 | 874944 | 100
26845 | T1 | ONEOK NGL PIPELINE LLC | WEST TEXAS LPG PIPELINE LP LIBERTY PIPE SEGMENTS | WEST TEXAS LPG PIPELINE LP PIPE SEGMENTS IN LIBERTY COUNTY | Liberty County | TX | 77535 | LIBERTY | CN602879470 | RN111893301 | Nondestructive pipeline testing expenditures – Radiography. | The following property is used 100% for pollution control and is installed to meet or exceed federal or state regulations: Nondestructive pipeline testing expenditures – Radiography. | 2024-04-29 | 1034040 | 100
26846 | T1 | ONEOK NGL PIPELINE LLC | WEST TEXAS LPG PIPELINE LP HOWARD PIPE SEGMENTS | WEST TEXAS LPG PIPELINE LP PIPE SEGMENTS IN HOWARD COUNTY | Howard County | TX | 79511 | HOWARD | CN602879470 | RN111893319 | Nondestructive pipeline testing expenditures – Radiography. | The following property is used 100% for pollution control and is installed to meet or exceed federal or state regulations: Nondestructive pipeline testing expenditures – Radiography. | 2024-04-29 | 2688538 | 100
26847 | T1 | ONEOK NGL PIPELINE LLC | WEST TEXAS LPG PIPELINE LP ECTOR PIPE SEGMENTS | WEST TEXAS LPG PIPELINE LP PIPE SEGMENTS IN ECTOR COUNTY | Ector County | TX | 79741 | ECTOR | CN602879470 | RN111893327 | Nondestructive pipeline testing expenditures – Radiography. | The following property is used 100% for pollution control and is installed to meet or exceed federal or state regulations: Nondestructive pipeline testing expenditures – Radiography. | 2024-04-29 | 2083259 | 100
26848 | T1 | ONEOK WEST TEXAS NGL PIPELINE LLC | ONEOK WEST TEXAS NGL PL LLC EASTLAND PIPE SEGMENTS | ONEOK WEST TEXAS NGL PL LLC PIPE SEGMENTS IN EASTLAND COUNTY | Eastland County | TX | 76470 | EASTLAND | CN605994672 | RN111893335 | Nondestructive pipeline testing expenditures – Radiography. | The following property is used 100% for pollution control to meet or exceed federal or state regulations: Nondestructive pipeline testing expenditures – Radiography. | 2024-04-29 | 1027152 | 100
26849 | T1 | ONEOK NGL PIPELINE LLC | WEST TEXAS LPG PIPELINE LP CHAMBERS PIPE SEGMENTS | WEST TEXAS LPG PIPELINE LP PIPE SEGMENTS IN CHAMBERS COUNTY | Chambers County | TX | 77521 | CHAMBERS | CN602879470 | RN111893343 | Nondestructive pipeline testing expenditures – Radiography. | The following property is used 100% for pollution control and is installed to meet or exceed federal or state regulations: Nondestructive pipeline testing expenditures – Radiography. | 2024-04-29 | 339360 | 100
26850 | T1 | ONEOK NGL PIPELINE LLC | WEST TEXAS LPG PIPELINE LP ANDREWS PIPE SEGMENTS | WEST TEXAS LPG PIPELINE LP PIPE SEGMENTS IN ANDREWS COUNTY | Andrews County | TX | 79714 | ANDREWS | CN602879470 | RN111893350 | Nondestructive pipeline testing expenditures – Radiography. | The following property is used 100% for pollution control and is installed to meet or exceed federal or state regulations: Nondestructive pipeline testing expenditures – Radiography. | 2024-04-29 | 55776 | 100
26851 | T1 | ONEOK NGL PIPELINE LLC | WEST TEXAS LPG PIPELINE LP WINKLER PIPE SEGMENTS | WEST TEXAS LPG PIPELINE LP PIPE SEGMENTS IN WINKLER COUNTY | Winkler County | TX | 79745 | WINKLER | CN602879470 | RN111893194 | Four automatic shut off valves (block valves equipped with an actuator to close the valve) installed along the pipeline. | The following property is used 100% for pollution control and is installed to meet or exceed federal or state regulations: Four automatic shut off valves (block valves equipped with an actuator to close the valve) installed along the pipeline. | 2024-04-29 13:21 | 244182 | 100
26852 | T1 | ONEOK NGL PIPELINE LLC | WEST TEXAS LPG PIPELINE LP TAYLOR PIPE SEGMENTS | WEST TEXAS LPG PIPELINE LP PIPE SEGMENTS IN TAYLOR COUNTY | Taylor County | TX | 79561 | TAYLOR | CN602879470 | RN111893202 | Two automatic shut off valves (block valves equipped with an actuator to close the valve) installed along the pipeline. | The following property is used 100% for pollution control and is installed to meet or exceed federal or state regulations: Two automatic shut off valves (block valves equipped with an actuator to close the valve) installed along the pipeline. | 2024-04-29 13:29 | 143505 | 100
26853 | T1 | ONEOK NGL PIPELINE LLC | WEST TEXAS LPG PIPELINE LP SCURRY PIPE SEGMENTS | WEST TEXAS LPG PIPELINE LP PIPE SEGMENTS IN SCURRY COUNTY | Scurry County | TX | 79549 | SCURRY | CN602879470 | RN111893210 | Two automatic shut off valves (block valves equipped with an actuator to close the valve) installed along the pipeline. | The following property is used 100% for pollution control and is installed to meet or exceed federal or state regulations: Two automatic shut off valves (block valves equipped with an actuator to close the valve) installed along the pipeline. | 2024-04-29 13:40 | 39634 | 100
26854 | T1 | ONEOK NGL PIPELINE LLC | WEST TEXAS LPG PIPELINE LP REEVES PIPE SEGMENTS | WEST TEXAS LPG PIPELINE LP PIPE SEGMENTS IN REEVES COUNTY | Reeves County | TX | 79770 | REEVES | CN602879470 | RN111893228 | One automatic shut off valve (block valve equipped with an actuator to close the valve) installed along the pipeline. | The following property is used 100% for pollution control and is installed to meet or exceed federal or state regulations: One automatic shut off valve (block valve equipped with an actuator to close the valve) installed along the pipeline. | 2024-04-29 14:31 | 15368 | 100
26855 | T1 | ONEOK NGL PIPELINE LLC | WEST TEXAS LPG PIPELINE LP PARKER PIPE SEGMENTS | WEST TEXAS LPG PIPELINE LP PIPE SEGMENTS IN PARKER COUNTY | Parker County | TX | 76066 | PARKER | CN602879470 | RN111893236 | Two automatic shut off valves (block valves equipped with an actuator to close the valve) installed along the pipeline. | The following property is used 100% for pollution control and is installed to meet or exceed federal or state regulations: Two automatic shut off valves (block valves equipped with an actuator to close the valve) installed along the pipeline. | 2024-04-29 14:38 | 95598 | 100
26856 | T1 | ONEOK NGL PIPELINE LLC | WEST TEXAS LPG PIPELINE LP PALO PINTO PIPE SEGMENTS | WEST TEXAS LPG PIPELINE LP PIPE SEGMENTS IN PALO PINTO COUNTY | Palo Pinto County | TX | 76472 | PALO PINTO | CN602879470 | RN111893244 | One automatic shut off valve (block valve equipped with an actuator to close the valve) installed along the pipeline. | The following property is used 100% for pollution control and is installed to meet or exceed federal or state regulations: One automatic shut off valve (block valve equipped with an actuator to close the valve) installed along the pipeline. | 2024-04-29 16:39 | 142922 | 100
26857 | T1 | ONEOK NGL PIPELINE LLC | WEST TEXAS LPG PIPELINE LP NOLAN PIPE SEGMENTS | WEST TEXAS LPG PIPELINE LP PIPE SEGMENTS IN NOLAN COUNTY | Nolan County | TX | 79556 | NOLAN | CN602879470 | RN111893251 | Six automatic shut off valves (block valves equipped with an actuator to close the valve) installed along the pipeline. | The following property is used 100% for pollution control and is installed to meet or exceed federal or state regulations: Six automatic shut off valves (block valves equipped with an actuator to close the valve) installed along the pipeline. | 2024-04-29 16:44 | 256863 | 100
26858 | T1 | ONEOK NGL PIPELINE LLC | WEST TEXAS LPG PIPELINE LP MITCHELL PIPE SEGMENTS | WEST TEXAS LPG PIPELINE LP PIPE SEGMENTS IN MITCHELL COUNTY | Mitchell County | TX | 79532 | MITCHELL | CN602879470 | RN111893269 | Four automatic shut off valves (block valves equipped with an actuator to close the valve) installed along the pipeline. | The following property is used 100% for pollution control and is installed to meet or exceed federal or state regulations: Four automatic shut off valves (block valves equipped with an actuator to close the valve) installed along the pipeline. | 2024-04-29 16:50 | 355064 | 100
26859 | T1 | ONEOK NGL PIPELINE LLC | WEST TEXAS LPG PIPELINE LP MIDLAND PIPE SEGMENTS | WEST TEXAS LPG PIPELINE LP PIPE SEGMENTS IN MIDLAND COUNTY | Midland County | TX | 79701 | MIDLAND | CN602879470 | RN111893277 | Seven automatic shut off valves (block valves equipped with an actuator to close the valve) installed along the pipeline. | The following property is used 100% for pollution control and is installed to meet or exceed federal or state regulations: Seven automatic shut off valves (block valves equipped with an actuator to close the valve) installed along the pipeline. | 2024-04-29 16:57 | 212205 | 100
26860 | T1 | ONEOK NGL PIPELINE LLC | WEST TEXAS LPG PIPELINE LP MARTIN PIPE SEGMENTS | WEST TEXAS LPG PIPELINE LP PIPE SEGMENTS IN MARTIN COUNTY | Martin County | TX | 79782 | MARTIN | CN602879470 | RN111893285 | Four automatic shut off valves (block valves equipped with an actuator to close the valve) installed along the pipeline. | The following property is used 100% for pollution control and is installed to meet or exceed federal or state regulations: Four automatic shut off valves (block valves equipped with an actuator to close the valve) installed along the pipeline. | 2024-04-29 17:03 | 173057 | 100
26861 | T1 | ONEOK NGL PIPELINE LLC | WEST TEXAS LPG PIPELINE LP LOVING PIPE SEGMENTS | WEST TEXAS LPG PIPELINE LP PIPE SEGMENTS IN LOVING COUNTY | Loving County | TX | 79754 | LOVING | CN602879470 | RN111893293 | Three automatic shut off valves (block valves equipped with an actuator to close the valve) installed along the pipeline. | The following property is used 100% for pollution control and is installed to meet or exceed federal or state regulations: Three automatic shut off valves (block valves equipped with an actuator to close the valve) installed along the pipeline. | 2024-04-29 17:18 | 117701 | 100
26862 | T1 | ONEOK NGL PIPELINE LLC | WEST TEXAS LPG PIPELINE LP LIBERTY PIPE SEGMENTS | WEST TEXAS LPG PIPELINE LP PIPE SEGMENTS IN LIBERTY COUNTY | Liberty County | TX | 77535 | LIBERTY | CN602879470 | RN111893301 | One automatic shut off valve (block valve equipped with an actuator to close the valve) installed along the pipeline. | The following property is used 100% for pollution control and is installed to meet or exceed federal or state regulations: One automatic shut off valve (block valve equipped with an actuator to close the valve) installed along the pipeline. | 2024-04-29 17:24 | 139103 | 100
26863 | T1 | ONEOK NGL PIPELINE LLC | WEST TEXAS LPG PIPELINE LP HOWARD PIPE SEGMENTS | WEST TEXAS LPG PIPELINE LP PIPE SEGMENTS IN HOWARD COUNTY | Howard County | TX | 79511 | HOWARD | CN602879470 | RN111893319 | Ten automatic shut off valves (block valves equipped with an actuator to close the valve) installed along the pipeline. | The following property is used 100% for pollution control and is installed to meet or exceed federal or state regulations: Ten automatic shut off valves (block valves equipped with an actuator to close the valve) installed along the pipeline. | 2024-04-29 17:30 | 361672 | 100
26864 | T1 | ONEOK NGL PIPELINE LLC | WEST TEXAS LPG PIPELINE LP ECTOR PIPE SEGMENTS | WEST TEXAS LPG PIPELINE LP PIPE SEGMENTS IN ECTOR COUNTY | Ector County | TX | 79741 | ECTOR | CN602879470 | RN111893327 | Four automatic shut off valves (block valves equipped with an actuator to close the valve) installed along the pipeline. | The following property is used 100% for pollution control and is installed to meet or exceed federal or state regulations: Four automatic shut off valves (block valves equipped with an actuator to close the valve) installed along the pipeline. | 2024-04-29 17:35 | 280248 | 100
26865 | T1 | ONEOK WEST TEXAS NGL PIPELINE LLC | ONEOK WEST TEXAS NGL PL LLC EASTLAND PIPE SEGMENTS | ONEOK WEST TEXAS NGL PL LLC PIPE SEGMENTS IN EASTLAND COUNTY | Eastland County | TX | 76470 | EASTLAND | CN605994672 | RN111893335 | Two automatic shut off valves (block valves equipped with an actuator to close the valve) installed along the pipeline. | The following property is used 100% for pollution control to meet or exceed federal or state regulations: Two automatic shut off valves (block valves equipped with an actuator to close the valve) installed along the pipeline. | 2024-04-29 | 138176 | 100
26866 | T1 | ONEOK NGL PIPELINE LLC | WEST TEXAS LPG PIPELINE LP CHAMBERS PIPE SEGMENTS | WEST TEXAS LPG PIPELINE LP PIPE SEGMENTS IN CHAMBERS COUNTY | Chambers County | TX | 77521 | CHAMBERS | CN602879470 | RN111893343 | One automatic shut off valve (block valve equipped with an actuator to close the valve) installed along the pipeline. | The following property is used 100% for pollution control to meet or exceed federal or state regulations: One automatic shut off valve (block valve equipped with an actuator to close the valve) installed along the pipeline. | 2024-04-29 | 45652 | 100
26867 | T1 | ONEOK NGL PIPELINE LLC | WEST TEXAS LPG PIPELINE LP ANDREWS PIPE SEGMENTS | WEST TEXAS LPG PIPELINE LP PIPE SEGMENTS IN ANDREWS COUNTY | Andrews County | TX | 79714 | ANDREWS | CN602879470 | RN111893350 | One automatic shut off valve (block valve equipped with an actuator to close the valve) installed along the pipeline. | The following property is used 100% for pollution control to meet or exceed federal or state regulations: One automatic shut off valve (block valve equipped with an actuator to close the valve) installed along the pipeline. | 2024-04-29 | 7503 | 100
26868 | T1 | ONEOK NGL PIPELINE LLC | WEST TEXAS LPG PIPELINE LP WINKLER PIPE SEGMENTS | WEST TEXAS LPG PIPELINE LP PIPE SEGMENTS IN WINKLER COUNTY | Winkler County | TX | 79745 | WINKLER | CN602879470 | RN111893194 | Pipeline coatings and cathodic protection on the ONEOK NGL Pipeline. | The following property is used 100% for pollution control to meet or exceed federal or state regulations: Pipeline coatings and cathodic protection on the ONEOK NGL Pipeline. | 2024-04-29 | 367353 | 100
26869 | T1 | ONEOK NGL PIPELINE LLC | WEST TEXAS LPG PIPELINE LP TAYLOR PIPE SEGMENTS | WEST TEXAS LPG PIPELINE LP PIPE SEGMENTS IN TAYLOR COUNTY | Taylor County | TX | 79561 | TAYLOR | CN602879470 | RN111893202 | Pipeline coatings and cathodic protection on the ONEOK NGL Pipeline. | The following property is used 100% for pollution control to meet or exceed federal or state regulations: Pipeline coatings and cathodic protection on the ONEOK NGL Pipeline. | 2024-04-29 | 215893 | 100
26870 | T1 | ONEOK NGL PIPELINE LLC | WEST TEXAS LPG PIPELINE LP SCURRY PIPE SEGMENTS | WEST TEXAS LPG PIPELINE LP PIPE SEGMENTS IN SCURRY COUNTY | Scurry County | TX | 79549 | SCURRY | CN602879470 | RN111893210 | Pipeline coatings and cathodic protection on the ONEOK NGL Pipeline. | The following property is used 100% for pollution control to meet or exceed federal or state regulations: Pipeline coatings and cathodic protection on the ONEOK NGL Pipeline. | 2024-04-29 | 59626 | 100
26871 | T1 | ONEOK NGL PIPELINE LLC | WEST TEXAS LPG PIPELINE LP REEVES PIPE SEGMENTS | WEST TEXAS LPG PIPELINE LP PIPE SEGMENTS IN REEVES COUNTY | Reeves County | TX | 79770 | REEVES | CN602879470 | RN111893228 | Pipeline coatings and cathodic protection on the ONEOK NGL Pipeline. | The following property is used 100% for pollution control to meet or exceed federal or state regulations: Pipeline coatings and cathodic protection on the ONEOK NGL Pipeline. | 2024-04-29 | 23120 | 100
26872 | T1 | ONEOK NGL PIPELINE LLC | WEST TEXAS LPG PIPELINE LP PARKER PIPE SEGMENTS | WEST TEXAS LPG PIPELINE LP PIPE SEGMENTS IN PARKER COUNTY | Parker County | TX | 76066 | PARKER | CN602879470 | RN111893236 | Pipeline coatings and cathodic protection on the ONEOK NGL Pipeline. | The following property is used 100% for pollution control to meet or exceed federal or state regulations: Pipeline coatings and cathodic protection on the ONEOK NGL Pipeline. | 2024-04-29 | 143820 | 100
26873 | T1 | ONEOK NGL PIPELINE LLC | WEST TEXAS LPG PIPELINE LP PALO PINTO PIPE SEGMENTS | WEST TEXAS LPG PIPELINE LP PIPE SEGMENTS IN PALO PINTO COUNTY | Palo Pinto County | TX | 76472 | PALO PINTO | CN602879470 | RN111893244 | Pipeline coatings and cathodic protection on the ONEOK NGL Pipeline. | The following property is used 100% for pollution control to meet or exceed federal or state regulations: Pipeline coatings and cathodic protection on the ONEOK NGL Pipeline. | 2024-04-29 | 215016 | 100
26874 | T1 | ONEOK NGL PIPELINE LLC | WEST TEXAS LPG PIPELINE LP NOLAN PIPE SEGMENTS | WEST TEXAS LPG PIPELINE LP PIPE SEGMENTS IN NOLAN COUNTY | Nolan County | TX | 79556 | NOLAN | CN602879470 | RN111893251 | Pipeline coatings and cathodic protection on the ONEOK NGL Pipeline. | The following property is used 100% for pollution control to meet or exceed federal or state regulations: Pipeline coatings and cathodic protection on the ONEOK NGL Pipeline. | 2024-04-29 | 386430 | 100
26875 | T1 | ONEOK NGL PIPELINE LLC | WEST TEXAS LPG PIPELINE LP MITCHELL PIPE SEGMENTS | WEST TEXAS LPG PIPELINE LP PIPE SEGMENTS IN MITCHELL COUNTY | Mitchell County | TX | 79532 | MITCHELL | CN602879470 | RN111893269 | Pipeline coatings and cathodic protection on the ONEOK NGL Pipeline. | The following property is used 100% for pollution control to meet or exceed federal or state regulations: Pipeline coatings and cathodic protection on the ONEOK NGL Pipeline. | 2024-04-29 | 534167 | 100
26876 | T1 | ONEOK NGL PIPELINE LLC | WEST TEXAS LPG PIPELINE LP MIDLAND PIPE SEGMENTS | WEST TEXAS LPG PIPELINE LP PIPE SEGMENTS IN MIDLAND COUNTY | Midland County | TX | 79701 | MIDLAND | CN602879470 | RN111893277 | Pipeline coatings and cathodic protection on the ONEOK NGL Pipeline. | The following property is used 100% for pollution control to meet or exceed federal or state regulations: Pipeline coatings and cathodic protection on the ONEOK NGL Pipeline. | 2024-04-29 | 319246 | 100
26877 | T1 | ONEOK NGL PIPELINE LLC | WEST TEXAS LPG PIPELINE LP MARTIN PIPE SEGMENTS | WEST TEXAS LPG PIPELINE LP PIPE SEGMENTS IN MARTIN COUNTY | Martin County | TX | 79782 | MARTIN | CN602879470 | RN111893285 | Pipeline coatings and cathodic protection on the ONEOK NGL Pipeline. | The following property is used 100% for pollution control to meet or exceed federal or state regulations: Pipeline coatings and cathodic protection on the ONEOK NGL Pipeline. | 2024-04-29 | 260352 | 100
26878 | T1 | ONEOK NGL PIPELINE LLC | WEST TEXAS LPG PIPELINE LP LOVING PIPE SEGMENTS | WEST TEXAS LPG PIPELINE LP PIPE SEGMENTS IN LOVING COUNTY | Loving County | TX | 79754 | LOVING | CN602879470 | RN111893293 | Pipeline coatings and cathodic protection on the ONEOK NGL Pipeline. | The following property is used 100% for pollution control to meet or exceed federal or state regulations: Pipeline coatings and cathodic protection on the ONEOK NGL Pipeline. | 2024-04-29 | 177072 | 100
26879 | T1 | ONEOK NGL PIPELINE LLC | WEST TEXAS LPG PIPELINE LP LIBERTY PIPE SEGMENTS | WEST TEXAS LPG PIPELINE LP PIPE SEGMENTS IN LIBERTY COUNTY | Liberty County | TX | 77535 | LIBERTY | CN602879470 | RN111893301 | Pipeline coatings and cathodic protection on the ONEOK NGL Pipeline. | The following property is used 100% for pollution control to meet or exceed federal or state regulations: Pipeline coatings and cathodic protection on the ONEOK NGL Pipeline. | 2024-04-29 | 209270 | 100
26880 | T1 | ONEOK NGL PIPELINE LLC | WEST TEXAS LPG PIPELINE LP HOWARD PIPE SEGMENTS | WEST TEXAS LPG PIPELINE LP PIPE SEGMENTS IN HOWARD COUNTY | Howard County | TX | 79511 | HOWARD | CN602879470 | RN111893319 | Pipeline coatings and cathodic protection on the ONEOK NGL Pipeline. | The following property is used 100% for pollution control to meet or exceed federal or state regulations: Pipeline coatings and cathodic protection on the ONEOK NGL Pipeline. | 2024-04-29 | 544109 | 100
26881 | T1 | ONEOK NGL PIPELINE LLC | WEST TEXAS LPG PIPELINE LP ECTOR PIPE SEGMENTS | WEST TEXAS LPG PIPELINE LP PIPE SEGMENTS IN ECTOR COUNTY | Ector County | TX | 79741 | ECTOR | CN602879470 | RN111893327 | Pipeline coatings and cathodic protection on the ONEOK NGL Pipeline. | The following property is used 100% for pollution control to meet or exceed federal or state regulations: Pipeline coatings and cathodic protection on the ONEOK NGL Pipeline. | 2024-04-29 | 421612 | 100
26882 | T1 | ONEOK WEST TEXAS NGL PIPELINE LLC | ONEOK WEST TEXAS NGL PL LLC EASTLAND PIPE SEGMENTS | ONEOK WEST TEXAS NGL PL LLC PIPE SEGMENTS IN EASTLAND COUNTY | Eastland County | TX | 76470 | EASTLAND | CN605994672 | RN111893335 | Pipeline coatings and cathodic protection on the Oneok West Texas NGL Pipeline. | The following property is used 100% for pollution control to meet or exceed federal or state regulations: Pipeline coatings and cathodic protection on the Oneok West Texas NGL Pipeline. | 2024-04-29 | 207876 | 100
26883 | T1 | ONEOK NGL PIPELINE LLC | WEST TEXAS LPG PIPELINE LP CHAMBERS PIPE SEGMENTS | WEST TEXAS LPG PIPELINE LP PIPE SEGMENTS IN CHAMBERS COUNTY | Chambers County | TX | 77521 | CHAMBERS | CN602879470 | RN111893343 | Pipeline coatings and cathodic protection on the ONEOK NGL Pipeline. | The following property is used 100% for pollution control to meet or exceed federal or state regulations: Pipeline coatings and cathodic protection on the ONEOK NGL Pipeline. | 2024-04-29 | 68680 | 100
26884 | T1 | ONEOK NGL PIPELINE LLC | WEST TEXAS LPG PIPELINE LP ANDREWS PIPE SEGMENTS | WEST TEXAS LPG PIPELINE LP PIPE SEGMENTS IN ANDREWS COUNTY | Andrews County | TX | 79714 | ANDREWS | CN602879470 | RN111893350 | Pipeline coatings and cathodic protection on the ONEOK NGL Pipeline. | The following property is used 100% for pollution control to meet or exceed federal or state regulations: Pipeline coatings and cathodic protection on the ONEOK NGL Pipeline. | 2024-04-29 | 11288 | 100
26885 | T1 | PATTERSON-UTI DRILLING COMPANY LLC | PATTERSON DRILLING | 9915 W INDUSTRIAL AVE | MIDLAND | TX | 79706 | MIDLAND | CN603425174 | RN102277621 | Low NOx combustion and emissions control system consisting of an air-fuel ratio integrated control module, turbochargers that include an intercooler, and a post combustion catalytic converter on spark ignition engines on Rig 817. | The following property is used 100% for pollution control to meet or exceed federal or state regulations: Low NOx combustion and emissions control system consisting of an air-fuel ratio integrated control module, turbochargers that include an intercooler, and a post combustion catalytic converter on spark ignition engines on Rig 817. | 2024-02-26 | 265800 | 100
26886 | T1 | EASTON ENERGY LLC | EASTON BRINE POND 2 | Latitude = 28.984947, Longitude = -96.13759 | Matagorda County | TX | 77414 | MATAGORDA | CN605854934 | RN111519831 | Secondary Containment, Pumps, Liners, Groundwater Monitoring equipment | Application returned | 2024-07-17 | 1278921 | 100
26887 | T1 | EASTON ENERGY LLC | BRINE POND 1A | Latitude = 28.983886, Longitude = -96.142828 | Matagorda County | TX | 77414 | MATAGORDA | CN605854934 | RN111183042 | Secondary Containment, Pumps, Liners, Groundwater Monitoring equipment | Application returned | 2024-07-17 | 1163065 | 100
26888 | T1 | PATTERSON-UTI DRILLING COMPANY LLC | PATTERSON DRILLING | 9915 W INDUSTRIAL AVE | MIDLAND | TX | 79706 | MIDLAND | CN603425174 | RN102277621 | Low NOx combustion system consisting of electronic fuel injection system including electronic fuel injectors, the electronic control module that controls the injectors, and turbochargers that include an aftercooler on compression ignition engines on Rig 881. | The following property is used 100% for pollution control to meet or exceed federal or state regulations: Low NOx combustion system consisting of electronic fuel injection system including electronic fuel injectors, the electronic control module that controls the injectors, and turbochargers that include an aftercooler on compression ignition engines on Rig 881. | 2024-02-26 | 376200 | 100
26889 | T1 | LHOIST NORTH AMERICA OF TEXAS LLC | MARBLE FALLS LIME PLANT | Latitude = 30.65417, Longitude = -98.25361 | Burnet County | TX | 78611 | BURNET | CN605752088 | RN100729250 | Lime baghouse, baghouse filter, and dust collector. | The following property is used 100% for pollution control and is installed to meet or exceed federal or state regulations: Baghouse system consisting of lime baghouse, baghouse filter, dust collector, fan, wheel, motor, and heater. | 2024-04-26 | 1997573.28 | 100
26890 | T1 | LHOIST NORTH AMERICA OF TEXAS LLC | MARBLE FALLS LIME PLANT | Latitude = 30.65417, Longitude = -98.25361 | Burnet County | TX | 78611 | BURNET | CN605752088 | RN100729250 | Opacity monitor for the kiln baghouse. | The following property is used 100% for pollution control and is installed to meet or exceed federal or state regulations: Opacity monitor for the kiln baghouse. | 2024-01-29 | 151092.97 | 100
26891 | T1 | MEGLOBAL AMERICAS INC | MEGLOBAL OYSTER CREEK | 4057 E HIGHWAY 332 | FREEPORT | TX | 77541 | BRAZORIA | CN605026343 | RN108887290 | Wastewater sump #7840 including vacuum condensate pump, two process sump pumps, lifting device for sump 7840 diversion inlet box, and sluice gate for process sump. | The following property is used 100% for pollution control and is installed to meet or exceed federal or state regulations: Wastewater sump #7840 including vacuum condensate pump, two process sump pumps, lifting device for sump 7840 diversion inlet box, and sluice gate for process sump. | 2024-04-04 | 515516 | 100
26892 | T1 | MIDCOAST PIPELINES ETX-LP G&P | CLARITY PIPELINE SEGMENT | MIDCOAST PIPELINES - CLARITY TRINITY COUNTY PIPELINE SEGMENT, GROVETON, 75845 | Trinity County | TX | 75845 | TRINITY | CN606225266 | RN111898854 | Sedimentation and erosion controls consisting of slope breakers, silt fences, sedimentation barriers, staked hay or straw bales, matting, and diking. | The following property is used 100% for pollution control to meet or exceed federal or state regulations: Sedimentation and erosion controls consisting of slope breakers, silt fences, sedimentation barriers, staked hay or straw bales, matting, and diking. | 2024-05-08 | 3760200 | 100
26893 | T1 | MIDCOAST PIPELINES ETX-LP G&P | CLARITY PIPELINE SEGMENT | MIDCOAST PIPELINES - CLARITY TRINITY COUNTY PIPELINE SEGMENT, GROVETON, 75845 | Trinity County | TX | 75845 | TRINITY | CN606225266 | RN111898862 | Nondestructive pipeline testing expenditures – Radiography. | The following property is used 100% for pollution control to meet or exceed federal or state regulations: Nondestructive pipeline testing expenditures – Radiography. | 2024-05-13 | 3008160 | 100
26894 | T1 | MIDCOAST PIPELINES ETX-LP G&P | CLARITY PIPELINE SEGMENT | MIDCOAST PIPELINES - CLARITY TRINITY COUNTY PIPELINE SEGMENT, GROVETON, 75845 | Trinity County | TX | 75845 | TRINITY | CN606225266 | RN111898870 | Pipeline coatings and cathodic protection on the Midcoast Clarity Pipeline. | The following property is used 100% for pollution control to meet or exceed federal or state regulations: Pipeline coatings and cathodic protection on the Midcoast Clarity Pipeline. | 2024-05-13 | 601632 | 100
26895 | T1 | MIDCOAST PIPELINES ETX-LP G&P | CLARITY PIPELINE SEGMENT | MIDCOAST PIPELINES - CLARITY ROBERTSON COUNTY PIPELINE SEGMENT, FRANKLIN, 77856 | Robertson County | TX | 77856 | ROBERTSON | CN606225266 | RN111898888 | One automatic shut off valve (block valve equipped with an actuator to close the valve) installed along the pipeline. | The following property is used 100% for pollution control to meet or exceed federal or state regulations: One automatic shut off valve (block valve equipped with an actuator to close the valve) installed along the pipeline. | 2024-05-13 | 18744 | 100
26896 | T1 | MIDCOAST PIPELINES ETX-LP G&P | CLARITY PIPELINE SEGMENT | MIDCOAST PIPELINES - CLARITY ROBERTSON COUNTY PIPELINE SEGMENT, FRANKLIN, 77856 | Robertson County | TX | 77856 | ROBERTSON | CN606225266 | RN111898896 | Sedimentation and erosion controls consisting of slope breakers, silt fences, sedimentation barriers, staked hay or straw bales, matting, and diking. | The following property is used 100% for pollution control to meet or exceed federal or state regulations: Sedimentation and erosion controls consisting of slope breakers, silt fences, sedimentation barriers, staked hay or straw bales, matting, and diking. | 2024-05-08 | 170400 | 100
26897 | T1 | MIDCOAST PIPELINES ETX-LP G&P | CLARITY PIPELINE SEGMENT | MIDCOAST PIPELINES - CLARITY ROBERTSON COUNTY PIPELINE SEGMENT, FRANKLIN, 77856 | Robertson County | TX | 77856 | ROBERTSON | CN606225266 | RN111898904 | Nondestructive pipeline testing expenditures – Radiography. | The following property is used 100% for pollution control to meet or exceed federal or state regulations: Nondestructive pipeline testing expenditures – Radiography. | 2024-05-13 | 136320 | 100
26898 | T1 | MIDCOAST PIPELINES ETX-LP G&P | CLARITY PIPELINE SEGMENT | MIDCOAST PIPELINES - CLARITY ROBERTSON COUNTY PIPELINE SEGMENT, FRANKLIN, 77856 | Robertson County | TX | 77856 | ROBERTSON | CN606225266 | RN111898912 | Pipeline coatings and cathodic protection on the Midcoast Clarity Pipeline. | The following property is used 100% for pollution control to meet or exceed federal or state regulations: Pipeline coatings and cathodic protection on the Midcoast Clarity Pipeline. | 2024-05-13 | 27264 | 100
26899 | T1 | MIDCOAST PIPELINES ETX-LP G&P | CLARITY PIPELINE SEGMENT | MIDCOAST PIPELINES - CLARITY POLK COUNTY PIPELINE SEGMENT, LIVINGSTON, 77351 | Polk County | TX | 77351 | POLK | CN606225266 | RN111898920 | Five automatic shut off valves (block valves equipped with an actuator to close the valve) installed along the pipeline. | The following property is used 100% for pollution control to meet or exceed federal or state regulations: Five automatic shut off valves (block valves equipped with an actuator to close the valve) installed along the pipeline. | 2024-05-13 | 777348 | 100
26900 | T1 | MIDCOAST PIPELINES ETX-LP G&P | CLARITY PIPELINE SEGMENT | MIDCOAST PIPELINES - CLARITY POLK COUNTY PIPELINE SEGMENT, LIVINGSTON, 77351 | Polk County | TX | 77351 | POLK | CN606225266 | RN111898938 | Sedimentation and erosion controls consisting of slope breakers, silt fences, sedimentation barriers, staked hay or straw bales, matting, and diking. | The following property is used 100% for pollution control to meet or exceed federal or state regulations: Sedimentation and erosion controls consisting of slope breakers, silt fences, sedimentation barriers, staked hay or straw bales, matting, and diking. | 2024-05-08 | 7066800 | 100
26901 | T1 | MIDCOAST PIPELINES ETX-LP G&P | CLARITY PIPELINE SEGMENT | MIDCOAST PIPELINES - CLARITY POLK COUNTY PIPELINE SEGMENT, LIVINGSTON, 77351 | Polk County | TX | 77351 | POLK | CN606225266 | RN111898946 | Nondestructive pipeline testing expenditures – Radiography. | The following property is used 100% for pollution control to meet or exceed federal or state regulations: Nondestructive pipeline testing expenditures – Radiography. | 2024-05-13 | 5653440 | 100
26902 | T1 | MIDCOAST PIPELINES ETX-LP G&P | CLARITY PIPELINE SEGMENT | MIDCOAST PIPELINES - CLARITY POLK COUNTY PIPELINE SEGMENT, LIVINGSTON, 77351 | Polk County | TX | 77351 | POLK | CN606225266 | RN111898953 | Pipeline coatings and cathodic protection on the Midcoast Clarity Pipeline. | The following property is used 100% for pollution control to meet or exceed federal or state regulations: Pipeline coatings and cathodic protection on the Midcoast Clarity Pipeline. | 2024-05-13 | 1130688 | 100
26903 | T1 | MIDCOAST PIPELINES ETX-LP G&P | TEXAS DOUBLE D PIPELINE SEGMENT | MIDCOAST PIPELINES - TEXAS DOUBLE D PANOLA COUNTY PIPELINE SEGMENT, CARTHAGE, 75633 | Panola County | TX | 75633 | PANOLA | CN606225266 | RN111898961 | Two automatic shut off valves (block valves equipped with an actuator to close the valve) installed along the pipeline. | The following property is used 100% for pollution control to meet or exceed federal or state regulations: Two automatic shut off valves (block valves equipped with an actuator to close the valve) installed along the pipeline. | 2024-05-13 | 452628 | 100
26904 | T1 | MIDCOAST PIPELINES ETX-LP G&P | TEXAS DOUBLE D PIPELINE SEGMENT | MIDCOAST PIPELINES - TEXAS DOUBLE D PANOLA COUNTY PIPELINE SEGMENT, CARTHAGE, 75633 | Panola County | TX | 75633 | PANOLA | CN606225266 | RN111898979 | Sedimentation and erosion controls consisting of slope breakers, silt fences, sedimentation barriers, staked hay or straw bales, matting, and diking. | The following property is used 100% for pollution control to meet or exceed federal or state regulations: The following property is used 100% for pollution control to meet or exceed federal or state regulations: Sedimentation and erosion controls consisting of slope breakers, silt fences, sedimentation barriers, staked hay or straw bales, matting, and diking. | 2024-05-08 | 4114800 | 100
26905 | T1 | MIDCOAST PIPELINES ETX-LP G&P | TEXAS DOUBLE D PIPELINE SEGMENT | MIDCOAST PIPELINES - TEXAS DOUBLE D PANOLA COUNTY PIPELINE SEGMENT, CARTHAGE, 75633 | Panola County | TX | 75633 | PANOLA | CN606225266 | RN111898987 | Nondestructive pipeline testing expenditures – Radiography. | The following property is used 100% for pollution control to meet or exceed federal or state regulations: Nondestructive pipeline testing expenditures – Radiography. | 2024-05-13 | 3291840 | 100
26906 | T1 | MIDCOAST PIPELINES ETX-LP G&P | TEXAS DOUBLE D PIPELINE SEGMENT | MIDCOAST PIPELINES - TEXAS DOUBLE D PANOLA COUNTY PIPELINE SEGMENT, CARTHAGE, 75633 | Panola County | TX | 75633 | PANOLA | CN606225266 | RN111898995 | Pipeline coatings and cathodic protection on the Midcoast Texas Double D Pipeline. | The following property is used 100% for pollution control to meet or exceed federal or state regulations: Pipeline coatings and cathodic protection on the Midcoast Texas Double D Pipeline. | 2024-05-13 | 658368 | 100
26907 | T1 | MIDCOAST PIPELINES ETX-LP G&P | CLARITY PIPELINE SEGMENT | MIDCOAST PIPELINES - CLARITY ORANGE COUNTY PIPELINE SEGMENT, ORANGE, 77630 | Orange County | TX | 77630 | ORANGE | CN606225266 | RN111899001 | Five automatic shut off valves (block valves equipped with an actuator to close the valve) installed along the pipeline. | The following property is used 100% for pollution control to meet or exceed federal or state regulations: Five automatic shut off valves (block valves equipped with an actuator to close the valve) installed along the pipeline. | 2024-05-13 | 393624 | 100
26908 | T1 | MIDCOAST PIPELINES ETX-LP G&P | CLARITY PIPELINE SEGMENT | MIDCOAST PIPELINES - CLARITY ORANGE COUNTY PIPELINE SEGMENT, ORANGE, 77630 | Orange County | TX | 77630 | ORANGE | CN606225266 | RN111899019 | Sedimentation and erosion controls consisting of slope breakers, silt fences, sedimentation barriers, staked hay or straw bales, matting, and diking. | The following property is used 100% for pollution control to meet or exceed federal or state regulations: Sedimentation and erosion controls consisting of slope breakers, silt fences, sedimentation barriers, staked hay or straw bales, matting, and diking. | 2024-05-08 | 3578400 | 100
26909 | T1 | MIDCOAST PIPELINES ETX-LP G&P | CLARITY PIPELINE SEGMENT | MIDCOAST PIPELINES - CLARITY ORANGE COUNTY PIPELINE SEGMENT, ORANGE, 77630 | Orange County | TX | 77630 | ORANGE | CN606225266 | RN111899027 | Nondestructive pipeline testing expenditures – Radiography. | The following property is used 100% for pollution control to meet or exceed federal or state regulations: Nondestructive pipeline testing expenditures – Radiography. | 2024-05-13 | 2862720 | 100
26910 | T1 | MIDCOAST PIPELINES ETX-LP G&P | CLARITY PIPELINE SEGMENT | MIDCOAST PIPELINES - CLARITY ORANGE COUNTY PIPELINE SEGMENT, ORANGE, 77630 | Orange County | TX | 77630 | ORANGE | CN606225266 | RN111899035 | Pipeline coatings and cathodic protection on the Midcoast Clarity Pipeline. | The following property is used 100% for pollution control to meet or exceed federal or state regulations: Pipeline coatings and cathodic protection on the Midcoast Clarity Pipeline. | 2024-05-13 | 572544 | 100
26911 | T1 | MIDCOAST PIPELINES ETX-LP G&P | CLARITY PIPELINE SEGMENT | MIDCOAST PIPELINES - CLARITY LIBERTY COUNTY PIPELINE SEGMENT, LIBERTY, 77575 | Liberty County | TX | 77575 | LIBERTY | CN606225266 | RN111899043 | One automatic shut off valve (block valve equipped with an actuator to close the valve) installed along the pipeline. | The following property is used 100% for pollution control to meet or exceed federal or state regulations: One automatic shut off valve (block valve equipped with an actuator to close the valve) installed along the pipeline. | 2024-05-13 | 106128 | 100
26912 | T1 | MIDCOAST PIPELINES ETX-LP G&P | CLARITY PIPELINE SEGMENT | MIDCOAST PIPELINES - CLARITY LIBERTY COUNTY PIPELINE SEGMENT, LIBERTY, 77575 | Liberty County | TX | 77575 | LIBERTY | CN606225266 | RN111899050 | Sedimentation and erosion controls consisting of slope breakers, silt fences, sedimentation barriers, staked hay or straw bales, matting, and diking. | The following property is used 100% for pollution control to meet or exceed federal or state regulations: Sedimentation and erosion controls consisting of slope breakers, silt fences, sedimentation barriers, staked hay or straw bales, matting, and diking. | 2024-05-08 | 964800 | 100
26913 | T1 | MIDCOAST PIPELINES ETX-LP G&P | CLARITY PIPELINE SEGMENT | MIDCOAST PIPELINES - CLARITY LIBERTY COUNTY PIPELINE SEGMENT, LIBERTY, 77575 | Liberty County | TX | 77575 | LIBERTY | CN606225266 | RN111899068 | Nondestructive pipeline testing expenditures – Radiography. | The following property is used 100% for pollution control to meet or exceed federal or state regulations: Nondestructive pipeline testing expenditures – Radiography. | 2024-05-13 | 771840 | 100
26914 | T1 | MIDCOAST PIPELINES ETX-LP G&P | CLARITY PIPELINE SEGMENT | MIDCOAST PIPELINES - CLARITY LIBERTY COUNTY PIPELINE SEGMENT, LIBERTY, 77575 | Liberty County | TX | 77575 | LIBERTY | CN606225266 | RN111899076 | Pipeline coatings and cathodic protection on the Midcoast Clarity Pipeline. | The following property is used 100% for pollution control to meet or exceed federal or state regulations: Pipeline coatings and cathodic protection on the Midcoast Clarity Pipeline. | 2024-05-13 | 154368 | 100
26915 | T1 | MIDCOAST PIPELINES ETX-LP G&P | CLARITY PIPELINE SEGMENT | MIDCOAST PIPELINES - CLARITY LEON COUNTY PIPELINE SEGMENT, CENTERVILLE, 75833 | Leon County | TX | 75833 | LEON | CN606225266 | RN111899084 | Four automatic shut off valves (block valves equipped with an actuator to close the valve) installed along the pipeline. | The following property is used 100% for pollution control to meet or exceed federal or state regulations: Four automatic shut off valves (block valves equipped with an actuator to close the valve) installed along the pipeline. | 2024-05-13 | 485250 | 100
26916 | T1 | MIDCOAST PIPELINES ETX-LP G&P | CLARITY PIPELINE SEGMENT | MIDCOAST PIPELINES - CLARITY LEON COUNTY PIPELINE SEGMENT, CENTERVILLE, 75833 | Leon County | TX | 75833 | LEON | CN606225266 | RN111899100 | Sedimentation and erosion controls consisting of slope breakers, silt fences, sedimentation barriers, staked hay or straw bales, matting, and diking. | The following property is used 100% for pollution control to meet or exceed federal or state regulations: Sedimentation and erosion controls consisting of slope breakers, silt fences, sedimentation barriers, staked hay or straw bales, matting, and diking. | 2024-05-08 | 4411360 | 100
26917 | T1 | MIDCOAST PIPELINES ETX-LP G&P | CLARITY PIPELINE SEGMENT | MIDCOAST PIPELINES - CLARITY LEON COUNTY PIPELINE SEGMENT, CENTERVILLE, 75833 | Leon County | TX | 75833 | LEON | CN606225266 | RN111899118 | Nondestructive pipeline testing expenditures – Radiography. | The following property is used 100% for pollution control to meet or exceed federal or state regulations: Nondestructive pipeline testing expenditures – Radiography. | 2024-05-13 | 3529088 | 100
26918 | T1 | MIDCOAST PIPELINES ETX-LP G&P | CLARITY PIPELINE SEGMENT | MIDCOAST PIPELINES - CLARITY LEON COUNTY PIPELINE SEGMENT, CENTERVILLE, 75833 | Leon County | TX | 75833 | LEON | CN606225266 | RN111899126 | Pipeline coatings and cathodic protection on the Midcoast Clarity Pipeline. | The following property is used 100% for pollution control to meet or exceed federal or state regulations: Pipeline coatings and cathodic protection on the Midcoast Clarity Pipeline. | 2024-05-13 | 705818 | 100
26919 | T1 | MIDCOAST PIPELINES ETX-LP G&P | CLARITY PIPELINE SEGMENT | MIDCOAST PIPELINES - CLARITY JASPER COUNTY PIPELINE SEGMENT, JASPER, 75951 | Jasper County | TX | 75951 | JASPER | CN606225266 | RN111899134 | Three automatic shut off valves (block valves equipped with an actuator to close the valve) installed along the pipeline. | The following property is used 100% for pollution control to meet or exceed federal or state regulations: Three automatic shut off valves (block valves equipped with an actuator to close the valve) installed along the pipeline. | 2024-05-13 | 174464 | 100
26920 | T1 | MIDCOAST PIPELINES ETX-LP G&P | CLARITY PIPELINE SEGMENT | MIDCOAST PIPELINES - CLARITY JASPER COUNTY PIPELINE SEGMENT, JASPER, 75951 | Jasper County | TX | 75951 | JASPER | CN606225266 | RN111899142 | Sedimentation and erosion controls consisting of slope breakers, silt fences, sedimentation barriers, staked hay or straw bales, matting, and diking. | The following property is used 100% for pollution control to meet or exceed federal or state regulations: Sedimentation and erosion controls consisting of slope breakers, silt fences, sedimentation barriers, staked hay or straw bales, matting, and diking. | 2024-05-08 | 1586040 | 100
26921 | T1 | MIDCOAST PIPELINES ETX-LP G&P | CLARITY PIPELINE SEGMENT | MIDCOAST PIPELINES - CLARITY JASPER COUNTY PIPELINE SEGMENT, JASPER, 75951 | Jasper County | TX | 75951 | JASPER | CN606225266 | RN111899159 | Nondestructive pipeline testing expenditures – Radiography. | The following property is used 100% for pollution control to meet or exceed federal or state regulations: Nondestructive pipeline testing expenditures – Radiography. | 2024-05-13 | 1268832 | 100
26922 | T1 | MIDCOAST PIPELINES ETX-LP G&P | CLARITY PIPELINE SEGMENT | MIDCOAST PIPELINES - CLARITY JASPER COUNTY PIPELINE SEGMENT, JASPER, 75951 | Jasper County | TX | 75951 | JASPER | CN606225266 | RN111899167 | Pipeline coatings and cathodic protection on the Midcoast Clarity Pipeline. | The following property is used 100% for pollution control to meet or exceed federal or state regulations: Pipeline coatings and cathodic protection on the Midcoast Clarity Pipeline. | 2024-05-13 | 253766 | 100
26923 | T1 | MIDCOAST PIPELINES ETX-LP G&P | CLARITY PIPELINE SEGMENT | MIDCOAST PIPELINES - CLARITY HOUSTON COUNTY PIPELINE SEGMENT, CROCKETT, 75835 | Houston County | TX | 75835 | HOUSTON | CN606225266 | RN111899175 | Seven automatic shut off valves (block valves equipped with an actuator to close the valve) installed along the pipeline. | The following property is used 100% for pollution control to meet or exceed federal or state regulations: Seven automatic shut off valves (block valves equipped with an actuator to close the valve) installed along the pipeline. | 2024-05-13 | 958782 | 100
26924 | T1 | MIDCOAST PIPELINES ETX-LP G&P | CLARITY PIPELINE SEGMENT | MIDCOAST PIPELINES - CLARITY HOUSTON COUNTY PIPELINE SEGMENT, CROCKETT, 75835 | Houston County | TX | 75835 | HOUSTON | CN606225266 | RN111899183 | Sedimentation and erosion controls consisting of slope breakers, silt fences, sedimentation barriers, staked hay or straw bales, matting, and diking. | The following property is used 100% for pollution control to meet or exceed federal or state regulations: Sedimentation and erosion controls consisting of slope breakers, silt fences, sedimentation barriers, staked hay or straw bales, matting, and diking. | 2024-05-08 | 8716200 | 100
26925 | T1 | MIDCOAST PIPELINES ETX-LP G&P | CLARITY PIPELINE SEGMENT | MIDCOAST PIPELINES - CLARITY HOUSTON COUNTY PIPELINE SEGMENT, CROCKETT, 75835 | Houston County | TX | 75835 | HOUSTON | CN606225266 | RN111899191 | Nondestructive pipeline testing expenditures – Radiography. | The following property is used 100% for pollution control to meet or exceed federal or state regulations: Nondestructive pipeline testing expenditures – Radiography. | 2024-05-13 | 6972960 | 100
26926 | T1 | MIDCOAST PIPELINES ETX-LP G&P | CLARITY PIPELINE SEGMENT | MIDCOAST PIPELINES - CLARITY HARDIN COUNTY PIPELINE SEGMENT, KOUNTZE, 77625 | Hardin County | TX | 77625 | HARDIN | CN606225266 | RN111899209 | Seven automatic shut off valves (block valves equipped with an actuator to close the valve) installed along the pipeline. | The following property is used 100% for pollution control to meet or exceed federal or state regulations: Seven automatic shut off valves (block valves equipped with an actuator to close the valve) installed along the pipeline. | 2024-05-13 | 888437 | 100
26927 | T1 | MIDCOAST PIPELINES ETX-LP G&P | CLARITY PIPELINE SEGMENT | MIDCOAST PIPELINES - CLARITY HOUSTON COUNTY PIPELINE SEGMENT, CROCKETT, 75835 | Houston County | TX | 75835 | HOUSTON | CN606225266 | RN111899217 | Pipeline coatings and cathodic protection on the Midcoast Clarity Pipeline. | The following property is used 100% for pollution control to meet or exceed federal or state regulations: Pipeline coatings and cathodic protection on the Midcoast Clarity Pipeline. | 2024-05-13 | 1394592 | 100
26928 | T1 | MIDCOAST PIPELINES ETX-LP G&P | CLARITY PIPELINE SEGMENT | MIDCOAST PIPELINES - CLARITY HARDIN COUNTY PIPELINE SEGMENT, KOUNTZE, 77625 | Hardin County | TX | 77625 | HARDIN | CN606225266 | RN111899225 | Sedimentation and erosion controls consisting of slope breakers, silt fences, sedimentation barriers, staked hay or straw bales, matting, and diking. | The following property is used 100% for pollution control to meet or exceed federal or state regulations: Sedimentation and erosion controls consisting of slope breakers, silt fences, sedimentation barriers, staked hay or straw bales, matting, and diking. | 2024-05-08 | 8076700 | 100
26929 | T1 | MIDCOAST PIPELINES ETX-LP G&P | CLARITY PIPELINE SEGMENT | MIDCOAST PIPELINES - CLARITY HARDIN COUNTY PIPELINE SEGMENT, KOUNTZE, 77625 | Hardin County | TX | 77625 | HARDIN | CN606225266 | RN111899233 | Nondestructive pipeline testing expenditures – Radiography. | The following property is used 100% for pollution control to meet or exceed federal or state regulations: Nondestructive pipeline testing expenditures – Radiography. | 2024-05-13 | 6461360 | 100
26930 | T1 | MIDCOAST PIPELINES ETX-LP G&P | CLARITY PIPELINE SEGMENT | MIDCOAST PIPELINES - CLARITY HARDIN COUNTY PIPELINE SEGMENT | Hardin County | TX | 77625 | HARDIN | CN606225266 | RN111899241 | Pipeline coatings and cathodic protection on the Midcoast Clarity Pipeline. | The following property is used 100% for pollution control to meet or exceed federal or state regulations: Pipeline coatings and cathodic protection on the Midcoast Clarity Pipeline. | 2024-05-13 | 1292272 | 100
26931 | T1 | MIDCOAST PIPELINES ETX-LP G&P | CLARITY PIPELINE SEGMENT | MIDCOAST PIPELINES - CLARITY ANDERSON COUNTY PIPELINE SEGMENT, PALESTINE, 75832 | Anderson County | TX | 75832 | ANDERSON | CN606225266 | RN111899258 | Four automatic shut off valves (block valves equipped with an actuator to close the valve) installed along the pipeline. | The following property is used 100% for pollution control to meet or exceed federal or state regulations: Four automatic shut off valves (block valves equipped with an actuator to close the valve) installed along the pipeline. | 2024-05-13 | 702108 | 100
26932 | T1 | MIDCOAST PIPELINES ETX-LP G&P | CLARITY PIPELINE SEGMENT | MIDCOAST PIPELINES - CLARITY ANDERSON COUNTY PIPELINE SEGMENT | Anderson County | TX | 75832 | ANDERSON | CN606225266 | RN111899266 | Sedimentation and erosion controls consisting of slope breakers, silt fences, sedimentation barriers, staked hay or straw bales, matting, and diking. | The following property is used 100% for pollution control to meet or exceed federal or state regulations: Sedimentation and erosion controls consisting of slope breakers, silt fences, sedimentation barriers, staked hay or straw bales, matting, and diking. | 2024-05-08 | 6382800 | 100
26933 | T1 | MIDCOAST PIPELINES ETX-LP G&P | CLARITY PIPELINE SEGMENT | MIDCOAST PIPELINES - CLARITY ANDERSON COUNTY PIPELINE SEGMENT | Anderson County | TX | 75832 | ANDERSON | CN606225266 | RN111899274 | Nondestructive pipeline testing expenditures – Radiography. | The following property is used 100% for pollution control to meet or exceed federal or state regulations: Nondestructive pipeline testing expenditures – Radiography. | 2024-05-13 | 5106240 | 100
26934 | T1 | MIDCOAST PIPELINES ETX-LP G&P | CLARITY PIPELINE SEGMENT | MIDCOAST PIPELINES - CLARITY ANDERSON COUNTY PIPELINE SEGMENT | Anderson County | TX | 75832 | ANDERSON | CN606225266 | RN111899290 | Pipeline coatings and cathodic protection on the Midcoast Clarity Pipeline. | The following property is used 100% for pollution control to meet or exceed federal or state regulations: Pipeline coatings and cathodic protection on the Midcoast Clarity Pipeline. | 2024-05-13 | 1021248 | 100
26935 | T1 | MEGLOBAL AMERICAS INC | MEGLOBAL OYSTER CREEK | 4057 E HIGHWAY 332 | FREEPORT | TX | 77541 | BRAZORIA | CN605026343 | RN108887290 | Vent to emission control device including one Hi-Cal KO pot, one Lo-Cal KO pot, two Lo-Cal KO pot pumps, and one Hi-Cal flame arrestor. | The following property is used 100% for pollution control and is installed to meet or exceed federal or state regulations: Vent to emission control device including one Hi-Cal KO pot, one Lo-Cal KO pot, two Lo-Cal KO pot pumps, and one Hi-Cal flame arrestor. | 2024-04-10 | 972311 | 100
26936 | T1 | MEGLOBAL AMERICAS INC | MEGLOBAL OYSTER CREEK | 4057 E HIGHWAY 332 | FREEPORT | TX | 77541 | BRAZORIA | CN605026343 | RN108887290 | Pour shelters for the EO Reactor at E-6101 and E-6102. | The following property is used 100% for pollution control and is installed to meet or exceed federal or state regulations: Pour shelters for the EO Reactor at E-6101 and E-6102. | 2024-04-10 | 1006390 | 100
26937 | T1 | CHEVRON PHILLIPS CHEMICAL COMPANY LP | PASADENA PLASTICS COMPLEX | 1400 JEFFERSON | PASADENA | TX | 77506 | HARRIS | CN600303614 | RN102018322 | New purge column in the Polyethylene Plant 8. | The following property is used 100% for pollution control and is installed to meet or exceed federal or state regulations: New purge column in the Polyethylene Plant 8. | 2024-04-26 | 20000000 | 100
26938 | T1 | CHEVRON PHILLIPS CHEMICAL COMPANY LP | CHEVRON PHILLIPS CHEMICAL CEDAR BAYOU PLANT | 9500 EAST FWY | BAYTOWN | TX | 77521 | HARRIS | CN600303614 | RN103919817 | Tank overflow protection consisting of radar level gauges on tanks TK-36, TK-37, TK-1, TK-10, TK-11, TK-15, TK-16, TK-17, TK-23, TK-29, TK-30, TK-32, TK-830, TK-1808, TK-1810, TK-1812, and TK-1820. | The following property is used 100% for pollution control and is installed to meet or exceed federal or state regulations: Tank overflow protection consisting of radar level gauges on tanks TK-36, TK-37, TK-1, TK-10, TK-11, TK-15, TK-16, TK-17, TK-23, TK-29, TK-30, TK-32, TK-830, TK-1808, TK-1810, TK-1812, and TK-1820. | 2024-04-26 | 6195000 | 100
26939 | T1 | NIAGARA BOTTLING LLC | PROJECT HYDRATE | 5711 E GRAND PKWY S | BAYTOWN | TX | 77523 | CHAMBERS | CN604164285 | RN111267167 | Aquatex TFC wastewater treatment system consisting of a wet well, wastewater storage tank, pH treatment tanks numbers 1 and 2, associated piping and valves, control payment, and associated chemical storage and pumps. | The following property is used 100% for pollution control and is installed to meet or exceed federal or state regulations: Aquatex TFC wastewater treatment system consisting of a wet well, wastewater storage tank, pH treatment tanks numbers 1 and 2, associated piping and valves, control payment, and associated chemical storage and pumps. | 2024-04-19 | 655877 | 100
26940 | T1 | CANAL BARGE COMPANY INC | CANAL BARGE | Latitude = 29.763217, Longitude = -95.091921 | Harris County | TX | 77530 | HARRIS | CN605190974 | RN110139961 | The incremental cost difference between a single-hulled barge and a double-hulled barge for tank barges USCG numbers 1294678 and 1277221. | The following property is used 100% for pollution control and is installed to meet or exceed federal or state regulations: The incremental cost difference between a single-hulled barge and a double-hulled barge for tank barges USCG numbers 1294678 and 1277221. | 2024-04-05 | 960000 | 100
26941 | T1 | CANAL BARGE COMPANY INC | CANAL BARGE | Latitude = 29.763217, Longitude = -95.091921 | Harris County | TX | 77530 | HARRIS | CN605190974 | RN110139961 | Vapor control system including a vapor collection system, cargo gauging system, liquid overfill protection, vapor overpressure, vacuum protection, and pressure vacuum indicating device on barges USCG numbers 1294678 and 1277221. | The following property is used 100% for pollution control and is installed to meet or exceed federal or state regulations: Vapor control system including a vapor collection system, cargo gauging system, liquid overfill protection, vapor overpressure, vacuum protection, and pressure vacuum indicating device on barges USCG numbers 1294678 and 1277221. | 2024-04-05 | 384000 | 100
26942 | T1 | STOLT TANKERS USA INC | STOLT BARGING SERVICES | 16300 DE ZAVALLA RD STE 7 | CHANNELVIEW | TX | 77530 | HARRIS | CN605387703 | RN104267133 | Four vacuum boxes. | The following property is used 100% for pollution control and is installed to meet or exceed federal or state regulations: Four vacuum boxes. | 2024-06-13 | 124200 | 100
26943 | T1 | ADVANTAGE PIPELINE LLC | ADVANTAGE PIPELINE PIPELINE SEGMENT IN CRANE COUNTY | ADVANTAGE PIPELINE PIPELINE SEGMENT IN CRANE COUNTY | Crane County | TX | 79731 | CRANE | CN604387738 | RN111885612 | Two automatic shut off valves (block valves equipped with an actuator to close the valve) installed along the pipeline. | The following property is used 100% for pollution control to meet or exceed federal or state regulations: Two automatic shut off valves (block valves equipped with an actuator to close the valve) installed along the pipeline. | 2024-05-10 | 611381 | 100
26944 | T1 | ADVANTAGE PIPELINE LLC | ADVANTAGE PIPELINE SEGMENT IN PECOS COUNTY | ADVANTAGE PIPELINE SEGMENT IN PECOS COUNTY | Pecos County | TX | 79735 | PECOS | CN604387738 | RN111885604 | Ten automatic shut off valves (block valves equipped with an actuator to close the valve) installed along the pipeline. | The following property is used 100% for pollution control to meet or exceed federal or state regulations: Ten automatic shut off valves (block valves equipped with an actuator to close the valve) installed along the pipeline. | 2024-05-10 | 3632832 | 100
26945 | T1 | ADVANTAGE PIPELINE LLC | ADVANTAGE PIPELINE PIPELINE SEGMENT IN CRANE COUNTY | ADVANTAGE PIPELINE PIPELINE SEGMENT IN CRANE COUNTY | Crane County | TX | 79731 | CRANE | CN604387738 | RN111885612 | Two intelligent pipeline inspection gauge (PIG) launchers/receivers. | The following property is used 100% for pollution control and is installed to meet or exceed federal or state regulations: Two intelligent pipeline inspection gauge (PIG) launchers/receivers. | 2024-04-30 23:09 | 344157 | 100
26946 | T1 | ADVANTAGE PIPELINE LLC | ADVANTAGE PIPELINE SEGMENT IN PECOS COUNTY | ADVANTAGE PIPELINE SEGMENT IN PECOS COUNTY | Pecos County | TX | 79735 | PECOS | CN604387738 | RN111885604 | Two intelligent pipeline inspection gauge (PIG) launchers/receivers. | The following property is used 100% for pollution control and is installed to meet or exceed federal or state regulations: Two intelligent pipeline inspection gauge (PIG) launchers/receivers. | 2024-05-01 13:32 | 289596 | 100
26947 | T1 | ADVANTAGE PIPELINE LLC | ADVANTAGE PIPELINE SEGMENT IN REEVES COUNTY | ADVANTAGE PIPELINE SEGMENT IN REEVES COUNTY | Reeves County | TX | 79772 | REEVES | CN604387738 | RN111885596 | Two intelligent pipeline inspection gauge (PIG) launchers/receivers. | The following property is used 100% for pollution control and is installed to meet or exceed federal or state regulations: Two intelligent pipeline inspection gauge (PIG) launchers/receivers. | 2024-04-30 23:21 | 344157 | 100
26948 | T1 | CHEVRON PHILLIPS CHEMICAL COMPANY LP | CHEVRON PHILLIPS CHEMICAL CEDAR BAYOU PLANT | 9500 EAST FWY | BAYTOWN | TX | 77521 | HARRIS | CN600303614 | RN103919817 | Modifications to existing flares consisting of new flare steam piping and controls, new flare analyzers, new flare flow meters, new natural gas piping and controls to supplement flare line, process tie ins for flares FS-541, X-901, Z-101, Z-251, Z-1101, FS-9004, and CB-701. | The following property is used 100% for pollution control and is installed to meet or exceed federal or state regulations: Modifications to existing flares consisting of new flare steam piping and controls, new flare analyzers, new flare flow meters, new natural gas piping and controls to supplement flare line, process tie ins for flares FS-541, X-901, Z-101, Z-251, Z-1101, FS-9004, and CB-701. | 2024-04-26 | 45500000 | 100
26949 | T3 | CHEVRON PHILLIPS CHEMICAL COMPANY LP | CHEVRON PHILLIPS CHEMICAL CEDAR BAYOU PLANT | 9500 EAST FWY | BAYTOWN | TX | 77521 | HARRIS | CN600303614 | RN103919817 | Flare gas recovery system for the EU-l592 Ethylene Unit consisting of knock-out drum VE-1106 with two bottoms pumps driven by 7.5HP pump motor; three liquid ring compressors GB-811A/B/C driven by 600HP motor; three-phase separator drum VE-1105; three cell liquid ring compressor cooler EA-819A/B/C each cell with 10HP motor; seal drum VE-951 with two seal drum pumps driven by 15HP pump; Wobbe Index sample system analyzer; pressure, temperature, and level digital transmitters, instrument and control systems; and associated piping. | The following property is used 100% for pollution control and is installed to meet or exceed federal or state regulations: Flare gas recovery system for the EU-l592 Ethylene Unit consisting of knock-out drum VE-1106 with two bottoms pumps driven by 7.5HP pump motor; three liquid ring compressors GB-811A/B/C driven by 600HP motor; three-phase separator drum VE-1105; three cell liquid ring compressor cooler EA-819A/B/C each cell with 10HP motor; seal drum VE-951 with two seal drum pumps driven by 15HP pump; Wobbe Index sample system analyzer; pressure, temperature, and level digital transmitters, instrument and control systems; and associated piping. | 2024-04-26 | 32000000 | 100
26950 | T1 | HEIDELBERG MATERIALS SOUTHWEST AGG LLC | SERVTEX QUARRY PLANT | 21303 FM 2252 | GARDEN RIDGE | TX | 78132 | COMAL | CN605858687 | RN102541612 | Scrubbers consisting of electric auto south scrubber, MCC 6 scrubber, MCC 7 scrubber, north scrubber rebuild, and north scrubber refurbishment. | The following property is used 100% for pollution control and is installed to meet or exceed federal or state regulations: Scrubbers consisting of electric auto south scrubber, MCC 6 scrubber, MCC 7 scrubber, north scrubber rebuild, and north scrubber refurbishment. | 2024-04-29 | 2534383 | 100
26951 | T1 | REMY JADE GENERATING LLC | REMY JADE POWER STATION | Latitude = 29.848112, Longitude = -95.015497 | Harris County | TX | 77532 | HARRIS | CN605940451 | RN111340964 | Continuous emission monitoring system on turbine stacks CT-7 and CT-8. | The following property is used 100% for pollution control and is installed to meet or exceed federal or state regulations: Continuous emission monitoring system on turbine stacks CT-7 and CT-8. | 2024-06-06 | 423987 | 100
26952 | T1 | REMY JADE GENERATING LLC | REMY JADE POWER STATION | Latitude = 29.848112, Longitude = -95.015497 | Harris County | TX | 77532 | HARRIS | CN605940451 | RN111340964 | Wastewater collection, treatment, and disposal system consisting of a wastewater tank, oily water separator, pumps and associated piping to CT-7 and CT-8. | The following property is used 100% for pollution control and is installed to meet or exceed federal or state regulations: Wastewater collection, treatment, and disposal system consisting of a wastewater tank, oily water separator, pumps and associated piping to CT-7 and CT-8. | 2024-06-06 | 277537 | 100
26953 | T1 | REMY JADE GENERATING LLC | REMY JADE POWER STATION | Latitude = 29.848112, Longitude = -95.015497 | Harris County | TX | 77532 | HARRIS | CN605940451 | RN111340964 | Two selective catalytic reduction systems with associated ammonia tank, piping, and pump and exhaust systems for CT-7 and CT-8. | The following property is used 100% for pollution control and is installed to meet or exceed federal or state regulations: Two selective catalytic reduction systems with associated ammonia tank, piping, and pump and exhaust systems for CT-7 and CT-8. | 2024-06-06 | 4602132 | 100
26954 | T1 | ONEOK ARBUCKLE II PIPELINE LLC | ONEOK ARBUCKLE II JACK PIPELINE SEGMENTS | JACK COUNTY PIPELINE SEGMENTS, JACK, TX, 76459 | Jack County | TX | 76459 | JACK | CN605693274 | RN111889317 | Nondestructive pipeline testing expenditures – Radiography. | The following property is used 100% for pollution control and is installed to meet or exceed federal or state regulations: Nondestructive pipeline testing expenditures – Radiography. | 2024-04-29 21:30 | 3241728 | 100
26955 | T1 | ONEOK ARBUCKLE II PIPELINE LLC | ONEOK ARBUCKLE II HOOD PIPELINE SEGMENTS | HOOD COUNTY PIPELINE SEGMENTS, HOOD, TX 76048 | Hood County | TX | 76048 | HOOD | CN605693274 | RN111889325 | Nondestructive pipeline testing expenditures – Radiography. | The following property is used 100% for pollution control and is installed to meet or exceed federal or state regulations: Nondestructive pipeline testing expenditures – Radiography. | 2024-04-29 21:36 | 1175932 | 100
26956 | T1 | ONEOK ARBUCKLE II PIPELINE LLC | ONEOK ARBUCKLE II HILL PIPELINE SEGMENTS | HILL COUNTY PIPELINE SEGMENTS, HILL TX 76645 | Hill County | TX | 76645 | HILL | CN605693274 | RN111889333 | Nondestructive pipeline testing expenditures – Radiography. | The following property is used 100% for pollution control and is installed to meet or exceed federal or state regulations: Nondestructive pipeline testing expenditures – Radiography. | 2024-04-29 21:43 | 6190506 | 100
26957 | T1 | ONEOK ARBUCKLE II PIPELINE LLC | ONEOK ARBUCKLE II CHAMBERS PIPELINE SEGMENTS | CHAMBERS COUNTY PIPELINE SEGMENTS, CHAMBERS, TX | Chambers County | TX | 77580 | CHAMBERS | CN605693274 | RN111889341 | Nondestructive pipeline testing expenditures – Radiography. | The following property is used 100% for pollution control and is installed to meet or exceed federal or state regulations: Nondestructive pipeline testing expenditures – Radiography. | 2024-04-29 21:49 | 223927 | 100
26958 | T1 | ONEOK ARBUCKLE II PIPELINE LLC | ONEOK ARBUCKLE II WALKER PIPELINE SEGMENTS | WALKER COUNTY PIPELINE SEGMENTS, WALKER, TX 77349 | Walker County | TX | 77349 | WALKER | CN605693274 | RN111889234 | Pipeline coatings and cathodic protection on the Oneok Arbuckle II Pipeline. | The following property is used 100% for pollution control and is installed to meet or exceed federal or state regulations: Pipeline coatings and cathodic protection on the Oneok Arbuckle II Pipeline. | 2024-05-17 | 786497 | 100
26959 | T1 | ONEOK ARBUCKLE II PIPELINE LLC | ONEOK ARBUCKLE II ROBERTSON PIPELINE SEGMENTS | ROBERTSON COUNTY PIPELINE SEGMENTS, ROBERTSON, TX 77870 | Robertson County | TX | 77870 | ROBERTSON | CN605693274 | RN111889242 | Pipeline coatings and cathodic protection on the Oneok Arbuckle II Pipeline. | The following property is used 100% for pollution control and is installed to meet or exceed federal or state regulations: Pipeline coatings and cathodic protection on the Oneok Arbuckle II Pipeline. | 2024-05-17 | 89786 | 100
26966 | T1 | TECO GAS PROCESSING LLC | BULLDOG GAS PLANT | Latitude = 32.145852, Longitude = -94.26956 | Panola County | TX | 75633 | PANOLA | CN602689028 | RN106051337 | Thermal oxidizer. | The following property is used 100% for pollution control and is installed to meet or exceed federal or state regulations:Thermal oxidizer. | 2024-02-26 | 891517 | 100
26967 | T1 | TECO GAS PROCESSING LLC | BULLDOG GAS PLANT | Latitude = 32.145852, Longitude = -94.26956 | Panola County | TX | 75633 | PANOLA | CN602689028 | RN106051337 | Flare, knockout drum, and pump. | The following property is used 100% for pollution control and is installed to meet or exceed federal or state regulations: Flare, knockout drum, and pump. | 2024-02-26 | 197654 | 100
26968 | T1 | REMY JADE GENERATING LLC | REMY JADE POWER STATION | Latitude = 29.848112, Longitude = -95.015497 | Harris County | TX | 77532 | HARRIS | CN605940451 | RN111340964 | Remy Jade 2 project stormwater controls consisting of a detention pond, conveyance systems, and emergency overflow system. | The following property is used 100% for pollution control and is installed to meet or exceed federal or state regulations: Remy Jade 2 project stormwater controls consisting of a detention pond, conveyance systems, and emergency overflow system. | 2024-06-06 | 1148086 | 100
26969 | T1 | REMY JADE GENERATING LLC | REMY JADE POWER STATION | Latitude = 29.848112, Longitude = -95.015497 | Harris County | TX | 77532 | HARRIS | CN605940451 | RN111340964 | Remy Jade 1 project stormwater controls consisting of a detention pond, conveyance systems, and emergency overflow system. | The following property is used 100% for pollution control and is installed to meet or exceed federal or state regulations: Remy Jade 1 project stormwater controls consisting of a detention pond, conveyance systems, and emergency overflow system. | 2024-06-06 | 4412562 | 100
26970 | T1 | BKV DCARBON VENTURES LLC | BARNETT RDC WELL 1 PAD | Latitude = 33.182612, Longitude = -97.820137 | Wise County | TX | 76426 | WISE | CN606195931 | RN111829826 | Noncommercial gas waste disposal well. | The following property is used 100% for pollution control to meet or exceed federal or state regulations: Noncommercial gas waste disposal well. | 2024-04-25 | 23750000 | 100
26971 | T1 | BKV DCARBON VENTURES LLC | BARNETT ZERO COMPRESSOR STATION | 1325 W US HIGHWAY 380 | BRIDGEPORT | TX | 76426 | WISE | CN606195931 | RN111773610 | Noncommercial compressor station consisting of separators, tanks, compressors, valves, interconnecting piping, connectors, a dehydrator, and a hydrogen sulfide (H2S) scavenger system, consisting of an H2S analyzer, H2S scavenger pumps, H2S scavenger loop, and inlet separators used to handle waste gas. | The following property is used 100% for pollution control to meet or exceed federal or state regulations: Noncommercial compressor station consisting of separators, tanks, compressors, valves, interconnecting piping, connectors, a dehydrator, and a hydrogen sulfide (H2S) scavenger system, consisting of an H2S analyzer, H2S scavenger pumps, H2S scavenger loop, and inlet separators used to handle waste gas. | 2024-04-25 | 9500000 | 100
26972 | T1 | TAYLOR-SMARTT LLC | KWIK CHEK BELLA COLINAS | Latitude = 30.3171, Longitude = -97.9872 | Travis County | TX | 78738 | TRAVIS | CN603544339 | RN110053568 | T4 Overfill Alarms An external signaling device attached to the automatic gauging system which signals a spill or overfill in the system. This helps prevent liquid fuels products from entering in the immediate watershed. T10 Double Walled USTs Double walled USTs, in concert with secondary containment measures, are installed to prevent discharges, excursions and other leaks which significantly minimize the potential for liquid fuels and other Pollutants from being introduced into the immediate Watershed and Groundwater Sources T11 Double Walled Piping Double walled piping in concert with secondary containment measures are installed to prevent discharges, excursions and leaks which significantly minimize the potential for liquid fuels from being introduced into the immediate Watershed and Groundwater Sources. T12 Tank Sumps Liquid tight container to contain leaks or spills that involve tank top fittings and equipment. Sumps shall help to contain spills and leaks from being introduced into the immediate Watershed and Groundwater Sources. T15 Concrete Paving over USTs and Fuel Lines Reinforced Concrete Paving placed over a base material and level up course of Ty D Asphalt, ensures a rigid barrier protection to the Underground USTs and Equipment intended to furnish Fuel at the Pumps. Concrete Paving shall protect such USTs and Equipment from rupturing by surface elevations collapsing under excessive weight and prolonged use by vehicular traffic. T20 Automatic Tank Gauging The Tank Gauging Probe and Control Console monitors the possible release of Fuel Products, that if not detected pose a risk of entering into the immediate Watershed and Groundwater Sources. T22 Monitoring of Secondary Equipment Liquid Fuel Sensors installed between the double walled USTs and Double walled piping monitor for possible excursions and leaks in the immediate Watershed and Groundwater Sources. T23 Automatic Line Leak Detectors Installed at each Pump this feature is designed to detect leaks and excursions in the Underground double walled piping, which prevents potential introduction of Fuels into the immediate Watershed and Groundwater Sources. Secondly, the first flush is treated by the vegetated sedimentation/WQ Pond then captured by the pilot channel which delivers treated runoff to the Outfall equipped with a Weir Structure that captures the last of the floatables and sediments during rain events, then the vegetated bench/pilot channel of the pond which captures the balance of pollutants before discharging a significantly cleaner stormwater into the MS4 | Application withdrawn | 2024-03-21 | 1558050 | 100
26973 | T1 | PATTERSON-UTI DRILLING COMPANY LLC | PATTERSON DRILLING | 9915 W INDUSTRIAL AVE | MIDLAND | TX | 79706 | MIDLAND | CN603425174 | RN102277621 | Drilling mud recycling system consisting of a shaker tank, shale shakers, desilter, desander, and degassers on Rig 211. | The following property is used 100% for pollution control to meet or exceed federal or state regulations: Drilling mud recycling system consisting of a shaker tank, shale shakers, desilter, desander, and degassers on Rig 211. | 2024-05-20 | 3590000 | 100
26974 | T1 | PATTERSON-UTI DRILLING COMPANY LLC | PATTERSON DRILLING | 9915 W INDUSTRIAL AVE | MIDLAND | TX | 79706 | MIDLAND | CN603425174 | RN102277621 | Spill response equipment consisting of ram type blowout preventers, a closing unit, and a choke manifold system on Rig 211. | The following property is used 100% for pollution control to meet or exceed federal or state regulations: Spill response equipment consisting of ram type blowout preventers, a closing unit, and a choke manifold system on Rig 211. | 2024-05-20 | 2260000 | 100
26975 | T1 | PATTERSON-UTI DRILLING COMPANY LLC | PATTERSON DRILLING | 9915 W INDUSTRIAL AVE | MIDLAND | TX | 79706 | MIDLAND | CN603425174 | RN102277621 | Low NOx combustion system, consisting of electronic fuel injection system including electronic fuel injectors, the electronic control module that controls the injectors, and turbochargers that include an aftercooler on compression ignition engines on three model year 2008 Tier 2 CAT 3512C diesel compression ignition engine generator sets powering Rig 211. | The following property is used 100% for pollution control to meet or exceed federal or state regulations: Low NOx combustion system, consisting of electronic fuel injection system including electronic fuel injectors, the electronic control module that controls the injectors, and turbochargers that include an aftercooler on compression ignition engines on three model year 2008 Tier 2 CAT 3512C diesel compression ignition engine generator sets powering Rig 211. | 2024-05-31 | 292200 | 100
26976 | T1 | PATTERSON-UTI DRILLING COMPANY LLC | PATTERSON DRILLING | 9915 W INDUSTRIAL AVE | MIDLAND | TX | 79706 | MIDLAND | CN603425174 | RN102277621 | Drilling mud recycling system consisting of a shaker tank, shale shakers, desilter, desander, and degassers on Rig 234. | The following property is used 100% for pollution control to meet or exceed federal or state regulations: Drilling mud recycling system consisting of a shaker tank, shale shakers, desilter, desander, and degassers on Rig 234. | 2024-05-20 | 3300000 | 100
26977 | T1 | PATTERSON-UTI DRILLING COMPANY LLC | PATTERSON DRILLING | 9915 W INDUSTRIAL AVE | MIDLAND | TX | 79706 | MIDLAND | CN603425174 | RN102277621 | Spill response equipment consisting of ram type blowout preventers, a closing unit, and a choke manifold system on Rig 234. | The following property is used 100% for pollution control to meet or exceed federal or state regulations: Spill response equipment consisting of ram type blowout preventers, a closing unit, and a choke manifold system on Rig 234. | 2024-05-20 | 2260000 | 100
26978 | T1 | PATTERSON-UTI DRILLING COMPANY LLC | PATTERSON DRILLING | 9915 W INDUSTRIAL AVE | MIDLAND | TX | 79706 | MIDLAND | CN603425174 | RN102277621 | Low NOx combustion system, consisting of electronic fuel injection system including electronic fuel injectors, the electronic control module that controls the injectors, and turbochargers that include an aftercooler on compression ignition engines on three model year 2011 Tier 2 CAT 3512C diesel compression ignition engine generator sets powering Rig 234. | The following property is used 100% for pollution control and is installed to meet or exceed federal or state regulations: Low NOx combustion system, consisting of electronic fuel injection system including electronic fuel injectors, the electronic control module that controls the injectors, and turbochargers that include an aftercooler on compression ignition engines on three model year 2011 Tier 2 CAT 3512C diesel compression ignition engine generator sets powering Rig 234. | 2024-06-03 | 292200 | 100
26979 | T1 | PATTERSON-UTI DRILLING COMPANY LLC | PATTERSON DRILLING | 9915 W INDUSTRIAL AVE | MIDLAND | TX | 79706 | MIDLAND | CN603425174 | RN102277621 | Drilling mud recycling system consisting of a shaker tank, shale shakers, desilter, desander, and degassers on Rig 239. | The following property is used 100% for pollution control to meet or exceed federal or state regulations: Drilling mud recycling system consisting of a shaker tank, shale shakers, desilter, desander, and degassers on Rig 239. | 2024-05-20 | 3590000 | 100
26980 | T1 | PATTERSON-UTI DRILLING COMPANY LLC | PATTERSON DRILLING | 9915 W INDUSTRIAL AVE | MIDLAND | TX | 79706 | MIDLAND | CN603425174 | RN102277621 | Spill response equipment consisting of ram type blowout preventers, a closing unit, and a choke manifold system on Rig 239. | The following property is used 100% for pollution control to meet or exceed federal or state regulations: Spill response equipment consisting of ram type blowout preventers, a closing unit, and a choke manifold system on Rig 239. | 2024-05-20 | 2260000 | 100
26981 | T1 | PATTERSON-UTI DRILLING COMPANY LLC | PATTERSON DRILLING | 9915 W INDUSTRIAL AVE | MIDLAND | TX | 79706 | MIDLAND | CN603425174 | RN102277621 | Low NOx combustion system, consisting of electronic fuel injection system including electronic fuel injectors, the electronic control module that controls the injectors, and turbochargers that include an aftercooler on compression ignition engines on three model year 2012 Tier 2 CAT 3512C diesel compression ignition engine generator sets powering Rig 239. | The following property is used 100% for pollution control and is installed to meet or exceed federal or state regulations: Low NOx combustion system, consisting of electronic fuel injection system including electronic fuel injectors, the electronic control module that controls the injectors, and turbochargers that include an aftercooler on compression ignition engines on three model year 2012 Tier 2 CAT 3512C diesel compression ignition engine generator sets powering Rig 239. | 2024-06-03 | 292200 | 100
26982 | T1 | PATTERSON-UTI DRILLING COMPANY LLC | PATTERSON DRILLING | 9915 W INDUSTRIAL AVE | MIDLAND | TX | 79706 | MIDLAND | CN603425174 | RN102277621 | Drilling mud recycling system consisting of a shaker tank, shale shakers, desilter, desander, and degassers on Rig 887. | The following property is used 100% for pollution control to meet or exceed federal or state regulations: Drilling mud recycling system consisting of a shaker tank, shale shakers, desilter, desander, and degassers on Rig 887. | 2024-05-20 | 3590000 | 100
26983 | T1 | PATTERSON-UTI DRILLING COMPANY LLC | PATTERSON DRILLING | 9915 W INDUSTRIAL AVE | MIDLAND | TX | 79706 | MIDLAND | CN603425174 | RN102277621 | Spill response equipment consisting of ram type blowout preventers, a closing unit, and a choke manifold system on Rig 887. | The following property is used 100% for pollution control to meet or exceed federal or state regulations: Spill response equipment consisting of ram type blowout preventers, a closing unit, and a choke manifold system on Rig 887. | 2024-05-20 | 2260000 | 100
26984 | T1 | PATTERSON-UTI DRILLING COMPANY LLC | PATTERSON DRILLING | 9915 W INDUSTRIAL AVE | MIDLAND | TX | 79706 | MIDLAND | CN603425174 | RN102277621 | Low NOx combustion system, consisting of electronic fuel injection system including electronic fuel injectors, the electronic control module that controls the injectors, and turbochargers that include an aftercooler on compression ignition engines on one model year 2008 and three model year 2012 Tier 2 CAT 3512C diesel compression ignition engine generator sets powering Rig 887. | The following property is used 100% for pollution control and is installed to meet or exceed federal or state regulations: Low NOx combustion system, consisting of electronic fuel injection system including electronic fuel injectors, the electronic control module that controls the injectors, and turbochargers that include an aftercooler on compression ignition engines on one model year 2008 and three model year 2012 Tier 2 CAT 3512C diesel compression ignition engine generator sets powering Rig 887. | 2024-06-04 | 389600 | 100
26985 | T1 | PATTERSON-UTI DRILLING COMPANY LLC | PATTERSON DRILLING | 9915 W INDUSTRIAL AVE | MIDLAND | TX | 79706 | MIDLAND | CN603425174 | RN102277621 | Drilling mud recycling system consisting of a shaker tank, shale shakers, desilter, desander, and degassers on Rig 207. | The following property is used 100% for pollution control to meet or exceed federal or state regulations: Drilling mud recycling system consisting of a shaker tank, shale shakers, desilter, desander, and degassers on Rig 207. | 2024-05-20 | 3590000 | 100
26986 | T1 | PATTERSON-UTI DRILLING COMPANY LLC | PATTERSON DRILLING | 9915 W INDUSTRIAL AVE | MIDLAND | TX | 79706 | MIDLAND | CN603425174 | RN102277621 | Spill response equipment consisting of ram type blowout preventers, a closing unit, and a choke manifold system on Rig 207. | The following property is used 100% for pollution control to meet or exceed federal or state regulations: Spill response equipment consisting of ram type blowout preventers, a closing unit, and a choke manifold system on Rig 207. | 2024-05-20 | 2260000 | 100
26987 | T1 | PATTERSON-UTI DRILLING COMPANY LLC | PATTERSON DRILLING | 9915 W INDUSTRIAL AVE | MIDLAND | TX | 79706 | MIDLAND | CN603425174 | RN102277621 | Low NOx combustion system, consisting of electronic fuel injection system including electronic fuel injectors, the electronic control module that controls the injectors, and turbochargers that include an aftercooler on compression ignition engines on three model year 2005 Tier 1 CAT 3512B diesel compression ignition engine generator sets powering Rig 207. | The following property is used 100% for pollution control and is installed to meet or exceed federal or state regulations: Low NOx combustion system, consisting of electronic fuel injection system including electronic fuel injectors, the electronic control module that controls the injectors, and turbochargers that include an aftercooler on compression ignition engines on three model year 2005 Tier 1 CAT 3512B diesel compression ignition engine generator sets powering Rig 207. | 2024-06-04 | 252000 | 100
26988 | T1 | HEIDELBERG MATERIALS SOUTHWEST AGG LLC | BRIDGEPORT QUARRY | 1443 S STATE HIGHWAY 101 | CHICO | TX | 76431 | WISE | CN605858687 | RN102340239 | Dust collection system; dust suppression system, including a vacuum system; and three scrubbers including associated belts, motors, water pumps, sump pumps, screens, scrubber building, scrubber liner, and drive replacement and rebuild. | The following property is used 100% for pollution control and is installed to meet or exceed federal or state regulations: Dust collection system; dust suppression system, including a vacuum system; and three scrubbers including associated belts, motors, water pumps, sump pumps, screens, scrubber building, scrubber liner, and drive replacement and rebuild. | 2024-04-29 | 7702091 | 100
26989 | T1 | MARTIN MARIETTA TEXAS READY-MIX LLC | KIRBY READY MIX PLANT | 7010 NE LOOP 410 | SAN ANTONIO | TX | 78219 | BEXAR | CN606115699 | RN100242080 | Dust collector. | The following property is used 100% for pollution control and is installed to meet or exceed federal or state regulations: Dust collector. | 2024-04-12 | 45723 | 100
26990 | T1 | MARTIN MARIETTA MATERIALS SOUTHWEST LLC | TXI MILLER AGGREGATE TERMINAL | 7600 S CENTRAL EXPY | DALLAS | TX | 75216 | DALLAS | CN606114726 | RN100583079 | 2019 FLINER M2 106 WTR TRK W/5K gallon tank. | The following property is used 100% for pollution control and is installed to meet or exceed federal or state regulations: 2019 FLINER M2 106 WTR TRK W/5K gallon tank. | 2024-04-16 | 147109 | 100
26991 | T1 | MARTIN MARIETTA TEXAS READY-MIX LLC | DOLLINGER 135 | 2525 DOLLINGER RD | BEAUMONT | TX | 77703 | JEFFERSON | CN606115699 | RN102757440 | 2023 INTL MV 607 WTR TRK W/2K gallon tank. | The following property is used 100% for pollution control and is installed to meet or exceed federal or state regulations: 2023 INTL MV 607 WTR TRK W/2K gallon tank. | 2024-04-16 | 127074 | 100
26992 | T1 | MARTIN MARIETTA TEXAS READY-MIX LLC | PORT NECHES PLANT 166 | 2190 S GULFWAY DR | PORT ARTHUR | TX | 77640 | JEFFERSON | CN606115699 | RN102894227 | 2022 Galaxy R-6 Sweeper. | The following property is used 100% for pollution control and is installed to meet or exceed federal or state regulations: 2022 Galaxy R-6 Sweeper. | 2024-04-16 | 261099 | 100
26993 | T1 | MARTIN MARIETTA TEXAS READY-MIX LLC | TYLER 246 | 4200 OLD TROUP HWY | TYLER | TX | 75707 | SMITH | CN606115699 | RN102763802 | 2022 Galaxy R-6 Sweeper. | The following property is used 100% for pollution control and is installed to meet or exceed federal or state regulations: 2022 Galaxy R-6 Sweeper. | 2024-05-10 | 264703 | 100
26994 | T1 | MARTIN MARIETTA TEXAS READY-MIX LLC | HUNTER FACILITY | 7781 FM 1102 | NEW BRAUNFELS | TX | 78132 | COMAL | CN606115699 | RN100212067 | Wheel wash. | NOD response not received | 2024-06-18 | 155705 | 100
26995 | T1 | MARTIN MARIETTA NORTH TEXAS CEMENT LLC | MIDLOTHIAN FACILITY | 245 WARD RD | MIDLOTHIAN | TX | 76065 | ELLIS | CN606116531 | RN100217199 | Regenerative thermal oxidizer. | The following property is used 100% for pollution control and is installed to meet or exceed federal or state regulations: Regenerative thermal oxidizer. | 2024-05-10 | 26253757 | 100
26996 | T1 | MARTIN MARIETTA TEXAS READY-MIX LLC | KIRBY READY MIX PLANT | 7010 NE LOOP 410 | SAN ANTONIO | TX | 78219 | BEXAR | CN606115699 | RN100242080 | Wheel wash. | NOD response not received | 2024-06-18 | 170519 | 100
26997 | T1 | TEXAS MATERIALS GROUP INC | CEMEX ROUND ROCK PLANT | 2412 ROYSTON LN | ROUND ROCK | TX | 78664 | TRAVIS | CN600317473 | RN100249754 | Wheel wash. | NOD response not received | 2024-06-18 | 201875 | 100
26998 | T1 | MARTIN MARIETTA TEXAS READY-MIX LLC | GILMER 267 | 320 WALNUT ST | GILMER | TX | 75644 | UPSHUR | CN606115699 | RN102305273 | Dust collector. | The following property is used 100% for pollution control and is installed to meet or exceed federal or state regulations: Dust collector. | 2024-04-12 | 76034 | 100
26999 | T1 | MARTIN MARIETTA TEXAS READY-MIX LLC | MCKINNEY PLANT 3 | 2105 S MCDONALD ST | MCKINNEY | TX | 75069 | COLLIN | CN606115699 | RN102171238 | 2023 Tymco 435 Regenerative Sweeper. | The following property is used 100% for pollution control and is installed to meet or exceed federal or state regulations: 2023 Tymco 435 Regenerative Sweeper. | 2024-04-16 | 214619 | 100
27000 | T1 | KWIK CHEK FOOD STORES INC | KWIK CHEK 65 | 1402 WILLIAMS DR | GEORGETOWN | TX | 78628 | WILLIAMSON | CN600475842 | RN111276317 | T4 Overfill Alarms An external signaling device attached to the automatic gauging system which signals a spill or overfill in the system. This helps prevent liquid fuels products from entering in the immediate watershed. T10 Double Walled USTs Double walled USTs, in concert with secondary containment measures, are installed to prevent discharges, excursions and other leaks which significantly minimize the potential for liquid fuels and other Pollutants from being introduced into the immediate Watershed and Groundwater Sources T11 Double Walled Piping Double walled piping in concert with secondary containment measures are installed to prevent discharges, excursions and leaks which significantly minimize the potential for liquid fuels from being introduced into the immediate Watershed and Groundwater Sources. T12 Tank Sumps Liquid tight container to contain leaks or spills that involve tank top fittings and equipment. Sumps shall help to contain spills and leaks from being introduced into the immediate Watershed and Groundwater Sources. T15 Concrete Paving over USTs and Fuel Lines Reinforced Concrete Paving placed over a base material and level up course of Ty D Asphalt, ensures a rigid barrier protection to the Underground USTs and Equipment intended to furnish Fuel at the Pumps. Concrete Paving shall protect such USTs and Equipment from rupturing by surface elevations collapsing under excessive weight and prolonged use by vehicular traffic. T20 Automatic Tank Gauging The Tank Gauging Probe and Control Console monitors the possible release of Fuel Products, that if not detected pose a risk of entering into the immediate Watershed and Groundwater Sources. T22 Monitoring of Secondary Equipment Liquid Fuel Sensors installed between the double walled USTs and Double walled piping monitor for possible excursions and leaks in the immediate Watershed and Groundwater Sources. T23 Automatic Line Leak Detectors Installed at each Pump this feature is designed to detect leaks and excursions in the Underground double walled piping, which prevents potential introduction of Fuels into the immediate Watershed and Groundwater Sources. Secondly, the first flush is treated by the vegetated sedimentation/WQ Pond then captured by the pilot channel which delivers treated runoff to the Outfall equipped with a Weir Structure that captures the last of the floatables and sediments during rain events, then the vegetated bench/pilot channel of the pond which captures the balance of pollutants before discharging a significantly cleaner stormwater into the MS4 | Application withdrawn | 2024-03-21 | 806050 | 100
27001 | T1 | MARTIN MARIETTA TEXAS READY-MIX LLC | TXI WILMER READY MIX | 2221 E BELT LINE RD | WILMER | TX | 75172 | DALLAS | CN606115699 | RN104858451 | Dust collector. | The following property is used 100% for pollution control and is installed to meet or exceed federal or state regulations: Dust collector. | 2024-04-12 | 13178 | 100
27002 | T1 | MARTIN MARIETTA TEXAS READY-MIX LLC | TEXAS INDUSTRIES NO 46 | Latitude = 33.017124, Longitude = -97.242381 | Denton County | TX | 76262 | DENTON | CN606115699 | RN103064770 | Dust collector. | The following property is used 100% for pollution control and is installed to meet or exceed federal or state regulations: Dust collector. | 2024-04-19 | 19766 | 100
27003 | T1 | MARTIN MARIETTA TEXAS READY-MIX LLC | FREEWAY RM 2 | 1101 E WINTERGREEN RD | DESOTO | TX | 75115 | DALLAS | CN606115699 | RN102455235 | Dust collector. | The following property is used 100% for pollution control and is installed to meet or exceed federal or state regulations: Dust collector. | 2024-04-19 | 13178 | 100
27004 | T1 | MARTIN MARIETTA TEXAS READY-MIX LLC | TEXAS INDUSTRIES NO 42 | 5800 S HEMPHILL RD | Tarrant County | TX | 75247 | TARRANT | CN606115699 | RN102550654 | Dust collector. | The following property is used 100% for pollution control and is installed to meet or exceed federal or state regulations: Dust collector. | 2024-04-12 | 13178 | 100
27005 | T1 | MARTIN MARIETTA TEXAS READY-MIX LLC | HWY 90 PLANT NO 10 BATCH PLANT | 5970 PUE RD | SAN ANTONIO | TX | 78245 | BEXAR | CN606115699 | RN102890332 | Wheel wash. | NOD response not received | 2024-06-18 | 189991 | 100
27006 | T1 | MARTIN MARIETTA TEXAS READY-MIX LLC | TXI OPERATIONS DENTON | 2002 INTERSTATE 35 W | DENTON | TX | 76207 | DENTON | CN606115699 | RN102707692 | Dust collector. | The following property is used 100% for pollution control and is installed to meet or exceed federal or state regulations: Dust collector. | 2024-04-12 | 13178 | 100
27007 | T1 | TEXAS MATERIALS GROUP INC | LEANDER PLANT | HWY 183 3 M N OF | Williamson County | TX | 78641 | WILLIAMSON | CN600317473 | RN102312311 | Wheel wash. | NOD response not received | 2024-06-18 | 179558 | 100
27008 | T1 | TEXAS MATERIALS GROUP INC | TXI SAN MARCOS READY MIX | 2507 N IH 35 | SAN MARCOS | TX | 78666 | HAYS | CN600317473 | RN102771748 | Wheel wash. | NOD response not received | 2024-06-18 | 181458 | 100
27009 | T1 | TEXAS MATERIALS GROUP INC | TRANSIT MIX CONCRETE GEORGETOWN 270 | 608 LEANDER RD | GEORGETOWN | TX | 78626 | WILLIAMSON | CN600317473 | RN103063590 | Wheel wash. | NOD response not received | 2024-06-18 | 163294 | 100
27010 | T1 | TEXAS MATERIALS GROUP INC | BASTROP 275 | Latitude = 30.1111, Longitude = -97.3819 | Bastrop County | TX | 78602 | BASTROP | CN600317473 | RN102765641 | Wheel wash. | NOD response not received | 2024-06-18 | 172033 | 100
27011 | T1 | PERMIAN FRAC SAND LLC | VOCA FACILITY - APPROX 5 MILES SE OF THE INTERSECTION OF FM1 | 22 COUNTY ROAD 222 | VOCA | TX | 76887 | MCCULLOCH | CN604692988 | RN106173578 | Dust collection equipment and baghouses for two dryers. | The following property is used 100% for pollution control and is installed to meet or exceed federal or state regulations: Dust collection equipment and baghouses for two dryers. | 2024-04-26 | 708858 | 100
27012 | T1 | DARLING INGREDIENTS INC | DARLING INGREDIENTS AMARILLO | 8415 SE 1ST AVE | AMARILLO | TX | 79118 | POTTER | CN600480826 | RN101834224 | Wastewater treatment system consisting of a flow equalization basin tank, replacement underground wastewater lines to pond, and replacement primary dissolved air flotation unit. | The following property is used 100% for pollution control and is installed to meet or exceed federal or state regulations: Wastewater treatment system consisting of a flow equalization basin tank, replacement underground wastewater lines to pond, and replacement primary dissolved air flotation unit. | 2024-05-17 | 823326 | 100
27013 | T1 | GRIFFIN INDUSTRIES LLC | DARLING INGREDIENTS BASTROP | 264 FM 2336 | BASTROP | TX | 78602 | BASTROP | CN600473482 | RN101638641 | Scrubber controls and equipment. | The following property is used 100% for pollution control and is installed to meet or exceed federal or state regulations: Scrubber controls and equipment. | 2024-04-19 | 77158 | 100
27014 | T1 | GRIFFIN INDUSTRIES LLC | DARLING INGREDIENTS BASTROP | 264 FM 2336 | BASTROP | TX | 78602 | BASTROP | CN600473482 | RN101638641 | Wastewater DAF clarifier. | The following property is used 100% for pollution control and is installed to meet or exceed federal or state regulations: Wastewater DAF clarifier. | 2024-07-09 | 236835 | 100
27015 | T1 | DARLING INGREDIENTS INC | DARLING INGREDIENTS GRAPELAND | 834 FM 227 E | GRAPELAND | TX | 75844 | HOUSTON | CN600480826 | RN110645421 | Regenerative thermal oxidizer media, cross flow fan, and 100K CFM stainless steel. | The following property is used 100% for pollution control and is installed to meet or exceed federal or state regulations: Regenerative thermal oxidizer media, cross flow fan, and 100K CFM stainless steel. | 2024-05-28 | 1138739 | 100
27016 | T1 | DARLING INGREDIENTS INC | DARLING INGREDIENTS HOUSTON | 3701 SCHALKER DR | HOUSTON | TX | 77026 | HARRIS | CN600480826 | RN100871995 | Scrubber system consisting of scrubbers; pH/ORP control system; PAC tower; electrical components for scrubber system; associated fan, blowers, and ductwork; mist eliminator; Durco Mark IIIa pump; and ducting to condenser. | The following property is used 100% for pollution control and is installed to meet or exceed federal or state regulations: Scrubber system consisting of scrubbers; pH/ORP control system; PAC tower; electrical components for scrubber system; associated fan, blowers, and ductwork; mist eliminator; Durco Mark IIIa pump; and ducting to condenser. | 2024-07-15 | 1194439 | 100
27017 | T1 | DARLING INGREDIENTS INC | DARLING INGREDIENTS HOUSTON | 3701 SCHALKER DR | HOUSTON | TX | 77026 | HARRIS | CN600480826 | RN100871995 | Wastewater system consisting of a skimmer, sewer line, 30,000-gallon wastewater tank, skimmer upgrade, wastewater treatment control panel, Micro Aire system for dissolved air flotation (DAF) unit, VanAire DAF generation system, and DAF tank including polymer mixer and Rotex drum. | The following property is used 100% for pollution control and is installed to meet or exceed federal or state regulations: Wastewater system consisting of a skimmer, sewer line, 30,000-gallon wastewater tank, skimmer upgrade, wastewater treatment control panel, Micro Aire system for dissolved air flotation (DAF) unit, VanAire DAF generation system, and DAF tank including polymer mixer and Rotex drum. | 2024-05-17 | 612312 | 100
27018 | T1 | VALLEY PROTEINS INC | DARLING INGREDIENTS VERIBEST | 8394 FM 380 | SAN ANGELO | TX | 76905 | TOM GREEN | CN600792063 | RN101526358 | Air pollution system consisting of a venturi scrubber, air scrubber, venturi system, and Ingsol air compressor. | The following property is used 100% for pollution control and is installed to meet or exceed federal or state regulations: Air pollution system consisting of a venturi scrubber, air scrubber, venturi system, and Ingsol air compressor. | 2024-07-09 | 296190 | 100
27019 | T1 | VALLEY PROTEINS INC | DARLING INGREDIENTS VERIBEST | 8394 FM 380 | SAN ANGELO | TX | 76905 | TOM GREEN | CN600792063 | RN101526358 | Wastewater system consisting of waste water pumps and motors, ISCO 3710 Sampler, two wastewater tanks with Gherman Rupp T-3 pumps, Deaerator-100000 lb/hr, dissolved air flotation (DAF) unit - installation, wastewater piping under river, DAF unit upgrade, DAF system modifications, DAF stand and piping, waste water Sweco, anaerobic lagoon, and DAF discharge pump. | The following property is used 100% for pollution control and is installed to meet or exceed federal or state regulations: Wastewater system consisting of waste water pumps and motors, ISCO 3710 Sampler, two wastewater tanks with Gherman Rupp T-3 pumps, Deaerator-100000 lb/hr, dissolved air flotation (DAF) unit - installation, wastewater piping under river, DAF unit upgrade, DAF system modifications, DAF stand and piping, waste water Sweco, anaerobic lagoon, and DAF discharge pump. | 2024-05-28 | 1180777 | 100
27020 | T1 | MEGLOBAL AMERICAS INC | MEGLOBAL OYSTER CREEK | 4057 E HIGHWAY 332 | FREEPORT | TX | 77541 | BRAZORIA | CN605026343 | RN108887290 | 304/304L aqueous ammonia tank. | The following property is used 100% for pollution control and is installed to meet or exceed federal or state regulations: 304/304L aqueous ammonia tank. | 2024-04-22 | 432394.01 | 100
27021 | T1 | MEGLOBAL AMERICAS INC | MEGLOBAL OYSTER CREEK | 4057 E HIGHWAY 332 | FREEPORT | TX | 77541 | BRAZORIA | CN605026343 | RN108887290 | Catalytic oxidation equipment consisting of catalytic oxidation unit vessel, evaporator process safety valves, flow distribution plate, internal controls, fin-fan cooler A/B/C, heater, and two condensate pumps. | The following property is used 100% for pollution control and is installed to meet or exceed federal or state regulations: Catalytic oxidation equipment consisting of catalytic oxidation unit vessel, evaporator process safety valves, flow distribution plate, internal controls, fin-fan cooler A/B/C, heater, and two condensate pumps. | 2024-04-22 | 6256112 | 100
27022 | T1 | ETHYL CORPORATION | AFTON LUBE AND FUEL ADDITIVES PLANT | 1000 N SOUTH ST | PASADENA | TX | 77503 | HARRIS | CN600127740 | RN101613230 | Secondary containment consisting of concrete containment walls around tanks T1601, D1604, and D1126. | The following property is used 100% for pollution control to meet or exceed federal or state regulations: Secondary containment consisting of concrete containment walls around tanks T1601, D1604, and D1126. | 2024-06-13 | 948000 | 100
27023 | T1 | PATTERSON-UTI DRILLING COMPANY LLC | PATTERSON DRILLING | 9915 W INDUSTRIAL AVE | MIDLAND | TX | 79706 | MIDLAND | CN603425174 | RN102277621 | Drilling mud recycling system consisting of a shaker tank, shale shakers, desilter, desander, and degassers to Rig 220. | The following property is used 100% for pollution control and is installed to meet or exceed federal or state regulations: Drilling mud recycling system consisting of a shaker tank, shale shakers, desilter, desander, and degassers to Rig 220. | 2024-06-17 | 3590000 | 100
27024 | T1 | PATTERSON-UTI DRILLING COMPANY LLC | PATTERSON DRILLING | 9915 W INDUSTRIAL AVE | MIDLAND | TX | 79706 | MIDLAND | CN603425174 | RN102277621 | Spill response equipment consisting of ram type blowout preventers, a closing unit, and a choke manifold system on Rig 220. | The following property is used 100% for pollution control and is installed to meet or exceed federal or state regulations: Spill response equipment consisting of ram type blowout preventers, a closing unit, and a choke manifold system on Rig 220. | 2024-06-17 | 2640000 | 100
27025 | T1 | PATTERSON-UTI DRILLING COMPANY LLC | PATTERSON DRILLING | 9915 W INDUSTRIAL AVE | MIDLAND | TX | 79706 | MIDLAND | CN603425174 | RN102277621 | Low NOx combustion system consisting of electronic fuel injection system including electronic fuel injectors, the electronic control module that controls the injectors, and turbochargers that include an aftercooler on compression ignition engines on Rig 220. | The following property is used 100% for pollution control and is installed to meet or exceed federal or state regulations: Low NOx combustion system consisting of electronic fuel injection system including electronic fuel injectors, the electronic control module that controls the injectors, and turbochargers that include an aftercooler on compression ignition engines on Rig 220. | 2024-06-17 | 292200 | 100
27026 | T1 | PATTERSON-UTI DRILLING COMPANY LLC | PATTERSON DRILLING | 9915 W INDUSTRIAL AVE | MIDLAND | TX | 79706 | MIDLAND | CN603425174 | RN102277621 | Drilling mud recycling system consisting of a shaker tank, shale shakers, desilter, desander, and degassers to Rig 228. | The following property is used 100% for pollution control and is installed to meet or exceed federal or state regulations: Drilling mud recycling system consisting of a shaker tank, shale shakers, desilter, desander, and degassers to Rig 228. | 2024-06-17 | 3300000 | 100
27027 | T1 | PATTERSON-UTI DRILLING COMPANY LLC | PATTERSON DRILLING | 9915 W INDUSTRIAL AVE | MIDLAND | TX | 79706 | MIDLAND | CN603425174 | RN102277621 | Spill response equipment consisting of ram type blowout preventers, a closing unit, and a choke manifold system to Rig 228. | The following property is used 100% for pollution control and is installed to meet or exceed federal or state regulations: Spill response equipment consisting of ram type blowout preventers, a closing unit, and a choke manifold system to Rig 228. | 2024-06-17 | 2260000 | 100
27028 | T1 | PATTERSON-UTI DRILLING COMPANY LLC | PATTERSON DRILLING | 9915 W INDUSTRIAL AVE | MIDLAND | TX | 79706 | MIDLAND | CN603425174 | RN102277621 | Low NOx combustion system consisting of electronic fuel injection system including electronic fuel injectors, the electronic control module that controls the injectors, and turbochargers that include an aftercooler on compression ignition engines on Rig 228. | The following property is used 100% for pollution control and is installed to meet or exceed federal or state regulations: Low NOx combustion system consisting of electronic fuel injection system including electronic fuel injectors, the electronic control module that controls the injectors, and turbochargers that include an aftercooler on compression ignition engines on Rig 228. | 2024-06-17 | 292200 | 100
27029 | T1 | KWIK CHEK FOOD STORES INC | QUIK CHEK TXB 67 | 3702 W FM 2147 | COTTONWOOD SHORES | TX | 78657 | BURNET | CN600475842 | RN111611232 | T4 Overfill Alarms An external signaling device attached to the automatic gauging system which signals a spill or overfill in the system. This helps prevent liquid fuels products from entering in the immediate watershed. T10 Double Walled USTs Double walled USTs, in concert with secondary containment measures, are installed to prevent discharges, excursions and other leaks which significantly minimize the potential for liquid fuels and other Pollutants from being introduced into the immediate Watershed and Groundwater Sources T11 Double Walled Piping Double walled piping in concert with secondary containment measures are installed to prevent discharges, excursions and leaks which significantly minimize the potential for liquid fuels from being introduced into the immediate Watershed and Groundwater Sources. T12 Tank Sumps Liquid tight container to contain leaks or spills that involve tank top fittings and equipment. Sumps shall help to contain spills and leaks from being introduced into the immediate Watershed and Groundwater Sources. T15 Concrete Paving over USTs and Fuel Lines Reinforced Concrete Paving placed over a base material and level up course of Ty D Asphalt, ensures a rigid barrier protection to the Underground USTs and Equipment intended to furnish Fuel at the Pumps. Concrete Paving shall protect such USTs and Equipment from rupturing by surface elevations collapsing under excessive weight and prolonged use by vehicular traffic. T20 Automatic Tank Gauging The Tank Gauging Probe and Control Console monitors the possible release of Fuel Products, that if not detected pose a risk of entering into the immediate Watershed and Groundwater Sources. T22 Monitoring of Secondary Equipment Liquid Fuel Sensors installed between the double walled USTs and Double walled piping monitor for possible excursions and leaks in the immediate Watershed and Groundwater Sources. T23 Automatic Line Leak Detectors Installed at each Pump this feature is designed to detect leaks and excursions in the Underground double walled piping, which prevents potential introduction of Fuels into the immediate Watershed and Groundwater Sources | Application withdrawn | 2024-03-21 | 969075 | 100
27030 | T1 | PATTERSON-UTI DRILLING COMPANY LLC | PATTERSON DRILLING | 9915 W INDUSTRIAL AVE | MIDLAND | TX | 79706 | MIDLAND | CN603425174 | RN102277621 | Drilling mud recycling system consisting of a shaker tank, shale shakers, desilter, desander, and degassers to Rig 235. | The following property is used 100% for pollution control and is installed to meet or exceed federal or state regulations: Drilling mud recycling system consisting of a shaker tank, shale shakers, desilter, desander, and degassers to Rig 235. | 2024-06-17 | 3590000 | 100
27031 | T1 | PATTERSON-UTI DRILLING COMPANY LLC | PATTERSON DRILLING | 9915 W INDUSTRIAL AVE | MIDLAND | TX | 79706 | MIDLAND | CN603425174 | RN102277621 | Spill response equipment consisting of ram type blowout preventers, a closing unit, and a choke manifold system to Rig 235. | The following property is used 100% for pollution control and is installed to meet or exceed federal or state regulations: Spill response equipment consisting of ram type blowout preventers, a closing unit, and a choke manifold system to Rig 235. | 2024-06-17 | 2260000 | 100
27032 | T1 | PATTERSON-UTI DRILLING COMPANY LLC | PATTERSON DRILLING | 9915 W INDUSTRIAL AVE | MIDLAND | TX | 79706 | MIDLAND | CN603425174 | RN102277621 | Low NOx combustion system consisting of electronic fuel injection system including electronic fuel injectors, the electronic control module that controls the injectors, and turbochargers that include an aftercooler on compression ignition engines on Rig 235. | The following property is used 100% for pollution control and is installed to meet or exceed federal or state regulations: Low NOx combustion system consisting of electronic fuel injection system including electronic fuel injectors, the electronic control module that controls the injectors, and turbochargers that include an aftercooler on compression ignition engines on Rig 235. | 2024-06-17 | 292200 | 100
27033 | T1 | PATTERSON-UTI DRILLING COMPANY LLC | PATTERSON DRILLING | 9915 W INDUSTRIAL AVE | MIDLAND | TX | 79706 | MIDLAND | CN603425174 | RN102277621 | Drilling mud recycling system consisting of a shaker tank, shale shakers, and degassers to Rig 241. | The following property is used 100% for pollution control and is installed to meet or exceed federal or state regulations: Drilling mud recycling system consisting of a shaker tank, shale shakers, and degassers to Rig 241. | 2024-06-17 | 3130000 | 100
27034 | T1 | PATTERSON-UTI DRILLING COMPANY LLC | PATTERSON DRILLING | 9915 W INDUSTRIAL AVE | MIDLAND | TX | 79706 | MIDLAND | CN603425174 | RN102277621 | Spill response equipment consisting of ram type blowout preventers, a closing unit, and a choke manifold system to Rig 241. | The following property is used 100% for pollution control and is installed to meet or exceed federal or state regulations: Spill response equipment consisting of ram type blowout preventers, a closing unit, and a choke manifold system to Rig 241. | 2024-06-17 | 2260000 | 100
27035 | T1 | PATTERSON-UTI DRILLING COMPANY LLC | PATTERSON DRILLING | 9915 W INDUSTRIAL AVE | MIDLAND | TX | 79706 | MIDLAND | CN603425174 | RN102277621 | Low NOx combustion system consisting of electronic fuel injection system including electronic fuel injectors, the electronic control module that controls the injectors, and turbochargers that include an aftercooler on compression ignition engines on Rig 241. | The following property is used 100% for pollution control and is installed to meet or exceed federal or state regulations: Low NOx combustion system consisting of electronic fuel injection system including electronic fuel injectors, the electronic control module that controls the injectors, and turbochargers that include an aftercooler on compression ignition engines on Rig 241. | 2024-06-17 | 292200 | 100
27036 | T1 | PATTERSON-UTI DRILLING COMPANY LLC | PATTERSON DRILLING | 9915 W INDUSTRIAL AVE | MIDLAND | TX | 79706 | MIDLAND | CN603425174 | RN102277621 | Drilling mud recycling system consisting of a shaker tank, shale shakers, desilter, desander, and degassers to Rig 242. | The following property is used 100% for pollution control and is installed to meet or exceed federal or state regulations: Drilling mud recycling system consisting of a shaker tank, shale shakers, desilter, desander, and degassers to Rig 242. | 2024-06-17 | 3300000 | 100
27037 | T1 | PATTERSON-UTI DRILLING COMPANY LLC | PATTERSON DRILLING | 9915 W INDUSTRIAL AVE | MIDLAND | TX | 79706 | MIDLAND | CN603425174 | RN102277621 | Spill response equipment consisting of ram type blowout preventers, a closing unit, and a choke manifold system to Rig 242. | The following property is used 100% for pollution control and is installed to meet or exceed federal or state regulations: Spill response equipment consisting of ram type blowout preventers, a closing unit, and a choke manifold system to Rig 242. | 2024-06-17 | 2640000 | 100
27038 | T1 | PATTERSON-UTI DRILLING COMPANY LLC | PATTERSON DRILLING | 9915 W INDUSTRIAL AVE | MIDLAND | TX | 79706 | MIDLAND | CN603425174 | RN102277621 | Low NOx combustion system consisting of electronic fuel injection system including electronic fuel injectors, the electronic control module that controls the injectors, and turbochargers that include an aftercooler on compression ignition engines on Rig 242. | The following property is used 100% for pollution control and is installed to meet or exceed federal or state regulations: Low NOx combustion system consisting of electronic fuel injection system including electronic fuel injectors, the electronic control module that controls the injectors, and turbochargers that include an aftercooler on compression ignition engines on Rig 242. | 2024-06-17 | 194800 | 100
27039 | T1 | BKV NORTH TEXAS LLC | PEAK SWD 1 | 4601 HILL CITY HWY | TOLAR | TX | 76476 | HOOD | CN606037604 | RN109371013 | Peak SWD 1 saltwater disposal well consisting of four 300-barrel water tanks, one 1,000-barrel water tank, three 750-barrel water tanks, two 500-barrel water tanks, one wellhead, one wellbore and downhole piping, one 150 x 67 steel berm, one 25 x 42 steel berm, two transfer pumps, piping connecting the equipment on site, and approximately 20 valves. | Application withdrawn | 2024-06-12 | 2000000 | 100
27040 | T1 | BKV NORTH TEXAS LLC | WALSH RANCH Q SWD 1 | Latitude = 32.679479, Longitude = -97.571458 | Parker County | TX | 76008 | PARKER | CN606037604 | RN106616600 | Walsh Ranch Q SWD 1 saltwater disposal well consisting of ten 435-barrel water tanks, one 1,000-barrel water tanks, one wellhead, one wellbore and downhole piping, one 62 x 161 steel berm, two transfer pumps, piping connecting the equipment on site, and approximately 30 valves. | The following property is used 100% for pollution control to meet or exceed federal or state regulations: Walsh Ranch Q SWD 1 saltwater disposal well consisting of ten 435-barrel water tanks, one 1,000-barrel water tanks, one wellhead, one wellbore and downhole piping, one 62 x 161 steel berm, two transfer pumps, piping connecting the equipment on site, and approximately 30 valves. | 2024-06-12 | 3000000 | 100
27041 | T1 | BKV NORTH TEXAS LLC | WEST LAKE SWD 1 | 32.979900 , 97.575960 | Parker County | TX | 76020 | PARKER | CN606037604 | RN106478357 | West Lake SWD 1 saltwater disposal well consisting of six 750-barrel water tanks, one 300-barrel water tank, one 210-barrel water tank, one wellhead, one wellbore and downhole piping, one 80 x 120 steel berm, three transfer pumps, piping connecting the equipment on site, and approximately 10 valves. | The following property is used 100% for pollution control to meet or exceed federal or state regulations: West Lake SWD 1 saltwater disposal well consisting of six 750-barrel water tanks, one 300-barrel water tank, one 210-barrel water tank, one wellhead, one wellbore and downhole piping, one 80 x 120 steel berm, three transfer pumps, piping connecting the equipment on site, and approximately 10 valves. | 2024-06-12 | 1000000 | 100
27042 | T1 | KWIK CHEK FOOD STORES INC | KWIK CHEK 71 | 2503 RANKIN HWY | MIDLAND | TX | 79706 | MIDLAND | CN600475842 | RN102392834 | T4 Overfill Alarms An external signaling device attached to the automatic gauging system which signals a spill or overfill in the system. This helps prevent liquid fuels products from entering in the immediate watershed. T10 Double Walled USTs Double walled USTs, in concert with secondary containment measures, are installed to prevent discharges, excursions and other leaks which significantly minimize the potential for liquid fuels and other Pollutants from being introduced into the immediate Watershed and Groundwater Sources T11 Double Walled Piping Double walled piping in concert with secondary containment measures are installed to prevent discharges, excursions and leaks which significantly minimize the potential for liquid fuels from being introduced into the immediate Watershed and Groundwater Sources. T12 Tank Sumps Liquid tight container to contain leaks or spills that involve tank top fittings and equipment. Sumps shall help to contain spills and leaks from being introduced into the immediate Watershed and Groundwater Sources. T15 Concrete Paving over USTs and Fuel Lines Reinforced Concrete Paving placed over a base material and level up course of Ty D Asphalt, ensures a rigid barrier protection to the Underground USTs and Equipment intended to furnish Fuel at the Pumps. Concrete Paving shall protect such USTs and Equipment from rupturing by surface elevations collapsing under excessive weight and prolonged use by vehicular traffic. T20 Automatic Tank Gauging The Tank Gauging Probe and Control Console monitors the possible release of Fuel Products, that if not detected pose a risk of entering into the immediate Watershed and Groundwater Sources. T22 Monitoring of Secondary Equipment Liquid Fuel Sensors installed between the double walled USTs and Double walled piping monitor for possible excursions and leaks in the immediate Watershed and Groundwater Sources. T23 Automatic Line Leak Detectors Installed at each Pump this feature is designed to detect leaks and excursions in the Underground double walled piping, which prevents potential introduction of Fuels into the immediate Watershed and Groundwater Sources | Application withdrawn | 2024-03-21 | 1007050 | 100
27043 | T1 | CONSTELLATION SOUTH TEXAS LLC | SOUTH TEXAS PROJECT ELECTRIC GENERATING STATION | Latitude = 28.795, Longitude = -96.0481 | Matagorda County | TX | 77483 | MATAGORDA | CN606241024 | RN102395654 | Two Ludlum Model 375P-1000 gate monitors. | The following property is used 100% for pollution control and is installed to meet or exceed federal or state regulations: Two Ludlum Model 375P-1000 gate monitors. | 2024-06-21 | 18468 | 100
27044 | T1 | CONSTELLATION SOUTH TEXAS LLC | SOUTH TEXAS PROJECT ELECTRIC GENERATING STATION | Latitude = 28.795, Longitude = -96.0481 | Matagorda County | TX | 77483 | MATAGORDA | CN606241024 | RN102395654 | Five Ludlum Model 3030P alpha/beta sample counters. | The following property is used 100% for pollution control and is installed to meet or exceed federal or state regulations: Five Ludlum Model 3030P alpha/beta sample counters. | 2024-06-21 | 33305 | 100
27045 | T1 | CONSTELLATION SOUTH TEXAS LLC | SOUTH TEXAS PROJECT ELECTRIC GENERATING STATION | Latitude = 28.795, Longitude = -96.0481 | Matagorda County | TX | 77483 | MATAGORDA | CN606241024 | RN102395654 | Two standard electrode germanium detectors. | The following property is used 100% for pollution control and is installed to meet or exceed federal or state regulations: Two standard electrode germanium detectors. | 2024-06-21 | 33372 | 100
27046 | T1 | CONSTELLATION SOUTH TEXAS LLC | SOUTH TEXAS PROJECT ELECTRIC GENERATING STATION | FM 521 8 MI WEST OF WADSWORTH | Matagorda County | TX | 77483 | MATAGORDA | CN606241024 | RN107585713 | Two standard electrode Canberra GC3518 SE germanium detectors. | The following property is used 100% for pollution control and is installed to meet or exceed federal or state regulations: Two standard electrode Canberra GC3518 SE germanium detectors. | 2024-06-21 | 35912 | 100
27047 | T1 | CONSTELLATION SOUTH TEXAS LLC | SOUTH TEXAS PROJECT ELECTRIC GENERATING STATION | FM 521 8 MI WEST OF WADSWORTH | Matagorda County | TX | 77483 | MATAGORDA | CN606241024 | RN107585713 | Three standard electrode GC2018 P-Type coaxial germanium detectors. | The following property is used 100% for pollution control and is installed to meet or exceed federal or state regulations: Three standard electrode GC2018 P-Type coaxial germanium detectors. | 2024-06-21 | 48000 | 100
27048 | T1 | CONSTELLATION SOUTH TEXAS LLC | SOUTH TEXAS PROJECT ELECTRIC GENERATING STATION | Latitude = 28.795, Longitude = -96.0481 | Matagorda County | TX | 77483 | MATAGORDA | CN606241024 | RN102395654 | Three high-purity germanium detectors. | The following property is used 100% for pollution control and is installed to meet or exceed federal or state regulations: Three high-purity germanium detectors. | 2024-06-21 | 54757 | 100
27049 | T1 | CONSTELLATION SOUTH TEXAS LLC | SOUTH TEXAS PROJECT ELECTRIC GENERATING STATION | Latitude = 28.795, Longitude = -96.0481 | Matagorda County | TX | 77483 | MATAGORDA | CN606241024 | RN102395654 | Two low-level radioactive waste storage containers. | The following property is used 100% for pollution control and is installed to meet or exceed federal or state regulations: Two low-level radioactive waste storage containers. | 2024-06-21 | 81158 | 100
27050 | T1 | CONSTELLATION SOUTH TEXAS LLC | SOUTH TEXAS PROJECT ELECTRIC GENERATING STATION | Latitude = 28.795, Longitude = -96.0481 | Matagorda County | TX | 77483 | MATAGORDA | CN606241024 | RN102395654 | Two Thermo Eberline SAM12A-4C-2D-2L tool monitors and mounting stands. | The following property is used 100% for pollution control and is installed to meet or exceed federal or state regulations: Two Thermo Eberline SAM12A-4C-2D-2L tool monitors and mounting stands. | 2024-06-21 | 121020 | 100
27051 | T1 | CONSTELLATION SOUTH TEXAS LLC | SOUTH TEXAS PROJECT ELECTRIC GENERATING STATION | Latitude = 28.795, Longitude = -96.0481 | Matagorda County | TX | 77483 | MATAGORDA | CN606241024 | RN102395654 | Nine low level radioactive waste storage containers (rad vaults). | The following property is used 100% for pollution control and is installed to meet or exceed federal or state regulations: Nine low level radioactive waste storage containers (rad vaults). | 2024-06-21 | 354857 | 100
27052 | T1 | CONSTELLATION SOUTH TEXAS LLC | SOUTH TEXAS PROJECT ELECTRIC GENERATING STATION | FM 521 8 MI WEST OF WADSWORTH | Matagorda County | TX | 77483 | MATAGORDA | CN606241024 | RN107585713 | Dry cask system consisting of independent spent fuel storage installation (ISFSI) storage pad; ISFSI approach slab; ISFSI construction pad; modifications to each unit’s fuel handling building (installation of rails in truck bay floor, modifications to provide power for ancillary equipment, installation of supplemental fan-coil cooling unit, installation of helium and argon gas delivery systems, and three platforms attached to building); heavy haul path; Holtec low profile transporter; vertical cask transporter; dry cask loading cranes upgrade to single failure-proof; electrical service building that houses the electrical systems required to operate the dry cask storage system; cask discharge system; temporary supplemental cooling system; and ancillary costs for the Holtec Dry Storage System including annulus seals, lift yokes, rigging equipment, drying equipment and storm covers for system. | The following property is used 100% for pollution control and is installed to meet or exceed federal or state regulations: Dry cask system consisting of independent spent fuel storage installation (ISFSI) storage pad; ISFSI approach slab; ISFSI construction pad; modifications to each unit’s fuel handling building (installation of rails in truck bay floor, modifications to provide power for ancillary equipment, installation of supplemental fan-coil cooling unit, installation of helium and argon gas delivery systems, and three platforms attached to building); heavy haul path; Holtec low profile transporter; vertical cask transporter; dry cask loading cranes upgrade to single failure-proof; electrical service building that houses the electrical systems required to operate the dry cask storage system; cask discharge system; temporary supplemental cooling system; and ancillary costs for the Holtec Dry Storage System including annulus seals, lift yokes, rigging equipment, drying equipment and storm covers for system. | 2024-06-21 | 158139106 | 100
27053 | T1 | PATTERSON-UTI DRILLING COMPANY LLC | PATTERSON DRILLING | 9915 W INDUSTRIAL AVE | MIDLAND | TX | 79706 | MIDLAND | CN603425174 | RN102277621 | Drilling mud recycling system consisting of a shaker tank, shale shakers, desilter, desander, and degassers to Rig 243. | The following property is used 100% for pollution control and is installed to meet or exceed federal or state regulations: Drilling mud recycling system consisting of a shaker tank, shale shakers, desilter, desander, and degassers to Rig 243. | 2024-06-17 | 3300000 | 100
27054 | T1 | PATTERSON-UTI DRILLING COMPANY LLC | PATTERSON DRILLING | 9915 W INDUSTRIAL AVE | MIDLAND | TX | 79706 | MIDLAND | CN603425174 | RN102277621 | Spill response equipment consisting of ram type blowout preventers, a closing unit, and a choke manifold system to Rig 243. | The following property is used 100% for pollution control and is installed to meet or exceed federal or state regulations: Spill response equipment consisting of ram type blowout preventers, a closing unit, and a choke manifold system to Rig 243. | 2024-06-17 | 2640000 | 100
27055 | T1 | PATTERSON-UTI DRILLING COMPANY LLC | PATTERSON DRILLING | 9915 W INDUSTRIAL AVE | MIDLAND | TX | 79706 | MIDLAND | CN603425174 | RN102277621 | Low NOx combustion system consisting of electronic fuel injection system including electronic fuel injectors, the electronic control module that controls the injectors, and turbochargers that include an aftercooler on compression ignition engines on Rig 243. | The following property is used 100% for pollution control and is installed to meet or exceed federal or state regulations: Low NOx combustion system consisting of electronic fuel injection system including electronic fuel injectors, the electronic control module that controls the injectors, and turbochargers that include an aftercooler on compression ignition engines on Rig 243. | 2024-06-17 | 292200 | 100
27056 | T1 | PATTERSON-UTI DRILLING COMPANY LLC | PATTERSON DRILLING | 9915 W INDUSTRIAL AVE | MIDLAND | TX | 79706 | MIDLAND | CN603425174 | RN102277621 | Drilling mud recycling system consisting of a shaker tank, shale shakers, desilter, desander, and degassers to Rig 331. | The following property is used 100% for pollution control and is installed to meet or exceed federal or state regulations: Drilling mud recycling system consisting of a shaker tank, shale shakers, desilter, desander, and degassers to Rig 331. | 2024-06-17 | 3300000 | 100
27057 | T1 | PATTERSON-UTI DRILLING COMPANY LLC | PATTERSON DRILLING | 9915 W INDUSTRIAL AVE | MIDLAND | TX | 79706 | MIDLAND | CN603425174 | RN102277621 | Spill response equipment consisting of ram type blowout preventers, a closing unit, and a choke manifold system to Rig 331. | The following property is used 100% for pollution control and is installed to meet or exceed federal or state regulations: Spill response equipment consisting of ram type blowout preventers, a closing unit, and a choke manifold system to Rig 331. | 2024-06-17 | 2260000 | 100
27058 | T1 | PATTERSON-UTI DRILLING COMPANY LLC | PATTERSON DRILLING | 9915 W INDUSTRIAL AVE | MIDLAND | TX | 79706 | MIDLAND | CN603425174 | RN102277621 | Low NOx combustion system consisting of electronic fuel injection system including electronic fuel injectors, the electronic control module that controls the injectors, and turbochargers that include an aftercooler on compression ignition engines on Rig 331. | The following property is used 100% for pollution control and is installed to meet or exceed federal or state regulations: Low NOx combustion system consisting of electronic fuel injection system including electronic fuel injectors, the electronic control module that controls the injectors, and turbochargers that include an aftercooler on compression ignition engines on Rig 331. | 2024-06-17 | 292200 | 100
27059 | T1 | SOUTH COAST TERMINALS LLC | SOUTH COAST TERMINALS WRF | 7401 WALLISVILLE RD | HOUSTON | TX | 77020 | HARRIS | CN606031110 | RN102876976 | 17,770 sq ft of stormwater containment consisting of impervious reinforced concrete paving, walls, dikes, and curbing for a tank farm with 26 tanks on the far west side of the terminal. | The following property is used 100% for pollution control to meet or exceed federal or state regulations: 17,770 sq ft of stormwater containment consisting of impervious reinforced concrete paving, walls, dikes, and curbing for a tank farm with 26 tanks on the far west side of the terminal. | 2024-06-14 | 323343 | 100
27060 | T1 | LONE STAR DAIRY PRODUCTS LLC | CANYON MILK PLANT | 401 HIGHWAY 60 | CANYON | TX | 79015 | RANDALL | CN605163849 | RN107486771 | Wastewater treatment system consisting of ADI-BVF digestor with a 2,400,000-gallon tank and floating geomembrane cover, 200,000-gallon equalization tank, and recirculation pumps and associated plumbing and control systems used solely to collect, convey, and treat wastewater. | The following property is used 100% for pollution control to meet or exceed federal or state regulations: Wastewater treatment system consisting of ADI-BVF digestor with a 2,400,000-gallon tank and floating geomembrane cover, 200,000-gallon equalization tank, and recirculation pumps and associated plumbing and control systems used solely to collect, convey, and treat wastewater. | 2024-07-30 | 4915000 | 100
27061 | T1 | LINDE INC | LINDE | 9602 BAYPORT BLVD | PASADENA | TX | 77507 | HARRIS | CN600130645 | RN100239672 | Paper app. Air emissions control system consisting of desulfurizer; selective catalytic reactor including ammonia injection grid, ammonia vaporization skid, catalyst reactor, and ammonia tank and pump; flare system; associated ducting; and continuous emissions monitors. | NOD response not received | 2024-07-22 | 11065000 | 100
27062 | T2 | CORPUS CHRISTI LIQUEFACTION LLC | CORPUS CHRISTI LIQUEFACTION | 622 HWY 35 | GREGORY | TX | 78359 | SAN PATRICIO | CN604136374 | RN104104716 | Corpus Christi Liquefaction, LLC is a liquefied natural gas export terminal located in San Patricio County. The incoming pipeline quality gas may contain water and at various locations within the liquification process condensation may occur. At sub-freezing temperatures liquid may freeze and block gas transmission within the facility. If this occurs the affected process line must be shut down and process material is sent to the flare system. This project is designed to prevent freezing in the various units in the plant. Various process lines and pieces of equipment were insulated, and level transmitters were upgraded from Capillary type to Remote Digital Sensing type. The insulation will reduce the likelihood of equipment being blocked by frozen material. This will prevent increased flaring and the associated increased emissions. It was determined that the capillary type level transmitters can fail under subfreezing temperatures which could lead to discharges and pollution. The remote digital sensing level transmitters operate in all weather conditions. This application requests a positive use determination for the insulation and the remote digital sensing level transmitters. | NOD response not received | 2024-10-04 | 4070169 | 100
27063 | T1 | CORPUS CHRISTI LIQUEFACTION LLC | CORPUS CHRISTI LIQUEFACTION | 622 HWY 35 | GREGORY | TX | 78359 | SAN PATRICIO | CN604136374 | RN104104716 | Sanitary treatment system upgrades consisting of a lift station, force main, and two secondary containment walls for the east and west jetty lift stations. | The following property is used 100% for pollution control and is installed to meet or exceed federal or state regulations: Sanitary treatment system upgrades consisting of a lift station, force main, and two secondary containment walls for the east and west jetty lift stations. | 2024-08-14 | 4337027 | 100
27064 | T1 | CORPUS CHRISTI LIQUEFACTION LLC | CORPUS CHRISTI LIQUEFACTION | 622 HWY 35 | GREGORY | TX | 78359 | SAN PATRICIO | CN604136374 | RN104104716 | Flare upgrades consisting of two removable pilot lights on wet gas flare WTDYFLR1 and two removable pilot lights on dry gas flare WTDYFLR2. | The following property is used 100% for pollution control and is installed to meet or exceed federal or state regulations: Flare upgrades consisting of two removable pilot lights on wet gas flare WTDYFLR1 and two removable pilot lights on dry gas flare WTDYFLR2. | 2024-08-28 | 2062874 | 100
27065 | T1 | LION ELASTOMERS ORANGE LLC | LION ELASTOMERS ORANGE | 5713 FM 1006 | ORANGE | TX | 77630 | ORANGE | CN605689207 | RN100224468 | Meters to measure the steam input and vent gas flow to the south flare, M-600-R, were installed upstream of the stack. The flow and steam measurements will assist with maintaining proper heating values during flare operations. | Application withdrawn | 2024-06-06 | 179491 | 100
27066 | T1 | LION ELASTOMERS ORANGE LLC | LION ELASTOMERS ORANGE | 5713 FM 1006 | ORANGE | TX | 77630 | ORANGE | CN605689207 | RN100224468 | New tip, flow meter, and steam meter for the west flare EPN DM-801. | The following property is used 100% for pollution control and is installed to meet or exceed federal or state regulations: New tip, flow meter, and steam meter for the west flare EPN DM-801. | 2024-04-08 | 1196262 | 100
27067 | T1 | LION ELASTOMERS ORANGE LLC | LION ELASTOMERS ORANGE | 5713 FM 1006 | ORANGE | TX | 77630 | ORANGE | CN605689207 | RN100224468 | Continuous emission monitoring system for boiler B-110. | The following property is used 100% for pollution control and is installed to meet or exceed federal or state regulations: Continuous emission monitoring system for boiler B-110. | 2024-04-08 | 262000 | 100
27068 | T1 | LION ELASTOMERS ORANGE LLC | LION ELASTOMERS ORANGE | 5713 FM 1006 | ORANGE | TX | 77630 | ORANGE | CN605689207 | RN100224468 | The toluene recycler is located near the site laboratory. Toluene is used for multiple tests and is disposed of as a hazardous waste afterward. The recycler would allow for the recovery and reuse of the toluene and would greatly reduce the amount of lab waste produced annually. | Application withdrawn | 2024-06-06 | 83768 | 100
27069 | T1 | LION ELASTOMERS ORANGE LLC | LION ELASTOMERS ORANGE | 5713 FM 1006 | ORANGE | TX | 77630 | ORANGE | CN605689207 | RN100224468 | The hydrocarbon gas analyzers are installed near internal floating roof tanks DF-137 and DF-138. The analyzers will monitor ambient air for hydrocarbon leaks. In the event of a leak, an audible alarm will sound in the area as well as the control room. This will allow for improved response time for leaks and will minimize air emissions. | Application withdrawn | 2024-06-06 | 85000 | 100
27070 | T1 | NUTRIEN US LLC | NUTRIEN US | 9201 FARM ROAD 1551 | BORGER | TX | 79007 | HUTCHINSON | CN600128227 | RN101865715 | Selective Catalytic Reduction (SCR) system on the Package Boiler. | The following property is used 100% for pollution control to meet or exceed federal or state regulations: Selective Catalytic Reduction (SCR) system on the Package Boiler. | 2024-07-15 | 6790722 | 100
27071 | T1 | MCCRAW OIL COMPANY INC | KWIK CHEK 79 | 500 W THORNTON | THREE RIVERS | TX | 78071 | LIVE OAK | CN601555642 | RN106863145 | Overfill alarms; tank top sumps; automatic tank gauging; automatic line leak detectors; liquid fuel sensors installed between the double walls of tanks and pipes to monitor for leaks; the incremental difference in cost between one 20,000-gallon and one 25,000-gallon double-walled tanks and comparable single-walled tanks; the incremental difference in cost between double-walled piping and single-walled piping; and the incremental difference in cost between the concrete paving covering the underground tanks and pipes and the other paving at the facility calculated using the difference in cost per square foot. | The following property is used 100% for pollution control to meet or exceed federal or state regulations: Overfill alarms; tank top sumps; automatic tank gauging; automatic line leak detectors; liquid fuel sensors installed between the double walls of tanks and pipes to monitor for leaks; the incremental difference in cost between one 20,000-gallon and one 25,000-gallon double-walled tanks and comparable single-walled tanks; the incremental difference in cost between double-walled piping and single-walled piping; and the incremental difference in cost between the concrete paving covering the underground tanks and pipes and the other paving at the facility calculated using the difference in cost per square foot. | 2024-07-17 | 556050 | 100
27072 | T1 | KWIK CHEK FOOD STORES INC | KWIK CHEK 80 | 801 LAFAYETTE ST | LAREDO | TX | 78041 | WEBB | CN600475842 | RN102715547 | Overfill alarms; tank top sumps; automatic tank gauging; automatic line leak detectors; liquid fuel sensors installed between the double walls of tanks and pipes to monitor for leaks; the incremental difference in cost between one 18,000-gallon and one 16,000-gallon double-walled tanks and comparable single-walled tanks; the incremental difference in cost between double-walled piping and single-walled piping; and the incremental difference in cost between the concrete paving covering the underground tanks and pipes and the other paving at the facility calculated using the difference in cost per square foot. | The following property is used 100% for pollution control to meet or exceed federal or state regulations: Overfill alarms; tank top sumps; automatic tank gauging; automatic line leak detectors; liquid fuel sensors installed between the double walls of tanks and pipes to monitor for leaks; the incremental difference in cost between one 18,000-gallon and one 16,000-gallon double-walled tanks and comparable single-walled tanks; the incremental difference in cost between double-walled piping and single-walled piping; and the incremental difference in cost between the concrete paving covering the underground tanks and pipes and the other paving at the facility calculated using the difference in cost per square foot. | 2024-07-17 | 521050 | 100
27073 | T1 | KWIK CHEK FOOD STORES INC | KWIK CHEK 50 | 3002 THORNTON LN | TEMPLE | TX | 76502 | BELL | CN600475842 | RN100707298 | Overfill alarms; tank top sumps; automatic tank gauging; automatic line leak detectors; liquid fuel sensors installed between the double walls of tanks and pipes to monitor for leaks; and the incremental difference in cost between the concrete paving covering the underground tanks and pipes and the other paving at the facility calculated using the difference in cost per square foot. | The following property is used 100% for pollution control to meet or exceed federal or state regulations: Overfill alarms; tank top sumps; automatic tank gauging; automatic line leak detectors; liquid fuel sensors installed between the double walls of tanks and pipes to monitor for leaks; and the incremental difference in cost between the concrete paving covering the underground tanks and pipes and the other paving at the facility calculated using the difference in cost per square foot. | 2024-07-24 | 166050 | 100
27074 | T1 | KWIK CHEK FOOD STORES INC | TXB 68 | 145 LEHMAN RD | KYLE | TX | 78640 | HAYS | CN600475842 | RN111617668 | Overfill alarms; tank top sumps; automatic tank gauging; automatic line leak detectors; liquid fuel sensors installed between the double walls of tanks and pipes to monitor for leaks; the incremental difference in cost between two 20,000-gallon double-walled tanks and comparable single-walled tanks; the incremental difference in cost between double-walled piping and single-walled piping; and the incremental difference in cost between the concrete paving covering the underground tanks and pipes and the other paving at the facility calculated using the difference in cost per square foot. | The following property is used 100% for pollution control to meet or exceed federal or state regulations: Overfill alarms; tank top sumps; automatic tank gauging; automatic line leak detectors; liquid fuel sensors installed between the double walls of tanks and pipes to monitor for leaks; the incremental difference in cost between two 20,000-gallon double-walled tanks and comparable single-walled tanks; the incremental difference in cost between double-walled piping and single-walled piping; and the incremental difference in cost between the concrete paving covering the underground tanks and pipes and the other paving at the facility calculated using the difference in cost per square foot. | 2024-07-17 | 911050 | 100
27075 | T1 | KWIK CHEK FOOD STORES INC | KWIK CHEK 53 | 1301 N US HIGHWAY 281 | MARBLE FALLS | TX | 78654 | BURNET | CN600475842 | RN102716354 | Overfill alarms; tank top sumps; automatic tank gauging; automatic line leak detectors; liquid fuel sensors installed between the double walls of tanks and pipes to monitor for leaks; and the incremental difference in cost between the concrete paving covering the underground tanks and pipes and the other paving at the facility calculated using the difference in cost per square foot. | The following property is used 100% for pollution control to meet or exceed federal or state regulations: Overfill alarms; tank top sumps; automatic tank gauging; automatic line leak detectors; liquid fuel sensors installed between the double walls of tanks and pipes to monitor for leaks; and the incremental difference in cost between the concrete paving covering the underground tanks and pipes and the other paving at the facility calculated using the difference in cost per square foot. | 2024-07-29 | 136050 | 100
27076 | T1 | TAYLOR-SMARTT LLC | TXB 72 | 2104 E WILLIAM J BRYAN PKWY | BRYAN | TX | 77802 | BRAZOS | CN603544339 | RN111888202 | T4 Overfill Alarms An external signaling device attached to the automatic gauging system which signals a spill or overfill in the system. This helps prevent liquid fuels products from entering in the immediate watershed. T10 Double Walled USTs Double walled USTs, in concert with secondary containment measures, are installed to prevent discharges, excursions and other leaks which significantly minimize the potential for liquid fuels and other Pollutants from being introduced into the immediate Watershed and Groundwater Sources T11 Double Walled Piping Double walled piping in concert with secondary containment measures are installed to prevent discharges, excursions and leaks which significantly minimize the potential for liquid fuels from being introduced into the immediate Watershed and Groundwater Sources. T12 Tank Sumps Liquid tight container to contain leaks or spills that involve tank top fittings and equipment. Sumps shall help to contain spills and leaks from being introduced into the immediate Watershed and Groundwater Sources. T15 Concrete Paving over USTs and Fuel Lines Reinforced Concrete Paving placed over a base material and level up course of Ty D Asphalt, ensures a rigid barrier protection to the Underground USTs and Equipment intended to furnish Fuel at the Pumps. Concrete Paving shall protect such USTs and Equipment from rupturing by surface elevations collapsing under excessive weight and prolonged use by vehicular traffic. T20 Automatic Tank Gauging The Tank Gauging Probe and Control Console monitors the possible release of Fuel Products, that if not detected pose a risk of entering into the immediate Watershed and Groundwater Sources. T22 Monitoring of Secondary Equipment Liquid Fuel Sensors installed between the double walled USTs and Double walled piping monitor for possible excursions and leaks in the immediate Watershed and Groundwater Sources. T23 Automatic Line Leak Detectors Installed at each Pump this feature is designed to detect leaks and excursions in the Underground double walled piping, which prevents potential introduction of Fuels into the immediate Watershed and Groundwater Sources. Secondly, the first flush is treated by the vegetated sedimentation/WQ Pond W57 then captured by the pilot channel which delivers treated runoff to the Outfall equipped with a Weir Structure that captures the last of the floatables and sediments during rain events, then the vegetated bench/pilot channel of the pond which captures the balance of pollutants before discharging a significantly cleaner stormwater into the MS4 | NOD response not received | 2024-08-23 | 1289075 | 100
27077 | T1 | MCCRAW OIL COMPANY INC | TXB 73 | 3701 UNIVERSITY DRIVE | BRYAN | TX | 77085 | BRAZOS | CN601555642 | RN111697769 | T4 Overfill Alarms An external signaling device attached to the automatic gauging system which signals a spill or overfill in the system. This helps prevent liquid fuels products from entering in the immediate watershed. T10 Double Walled USTs Double walled USTs, in concert with secondary containment measures, are installed to prevent discharges, excursions and other leaks which significantly minimize the potential for liquid fuels and other Pollutants from being introduced into the immediate Watershed and Groundwater Sources T11 Double Walled Piping Double walled piping in concert with secondary containment measures are installed to prevent discharges, excursions and leaks which significantly minimize the potential for liquid fuels from being introduced into the immediate Watershed and Groundwater Sources. T12 Tank Sumps Liquid tight container to contain leaks or spills that involve tank top fittings and equipment. Sumps shall help to contain spills and leaks from being introduced into the immediate Watershed and Groundwater Sources. T15 Concrete Paving over USTs and Fuel Lines Reinforced Concrete Paving placed over a base material and level up course of Ty D Asphalt, ensures a rigid barrier protection to the Underground USTs and Equipment intended to furnish Fuel at the Pumps. Concrete Paving shall protect such USTs and Equipment from rupturing by surface elevations collapsing under excessive weight and prolonged use by vehicular traffic. T20 Automatic Tank Gauging The Tank Gauging Probe and Control Console monitors the possible release of Fuel Products, that if not detected pose a risk of entering into the immediate Watershed and Groundwater Sources. T22 Monitoring of Secondary Equipment Liquid Fuel Sensors installed between the double walled USTs and Double walled piping monitor for possible excursions and leaks in the immediate Watershed and Groundwater Sources. T23 Automatic Line Leak Detectors Installed at each Pump this feature is designed to detect leaks and excursions in the Underground double walled piping, which prevents potential introduction of Fuels into the immediate Watershed and Groundwater Sources. Secondly, the first flush is treated by the vegetated Water Quality Pond which captures treated runoff of floatables and sediments thereby discharging stormwater free of pollutants during and after rain events complying with City of Bryan sub-paragraph 4.B Establish Post-Construction Stormwater Management Program whereas the facility/Site discharges a pollutant free event durng and after a rain event | NOD response not received | 2024-08-23 | 1642576 | 100
27078 | T1 | KWIK CHEK FOOD STORES INC | KWIK CHEK 82 | 780 CARTER ST | ASHERTON | TX | 78827 | DIMMIT | CN600475842 | RN106530884 | Overfill alarms; tank top sumps; automatic tank gauging; automatic line leak detectors; liquid fuel sensors installed between the double walls of tanks and pipes to monitor for leaks; the incremental difference in cost between one 32,000-gallon double-walled tank and comparable single-walled tank; the incremental difference in cost between double-walled piping and single-walled piping; and the incremental difference in cost between the concrete paving covering the underground tanks and pipes and the other paving at the facility calculated using the difference in cost per square foot. | The following property is used 100% for pollution control to meet or exceed federal or state regulations: Overfill alarms; tank top sumps; automatic tank gauging; automatic line leak detectors; liquid fuel sensors installed between the double walls of tanks and pipes to monitor for leaks; the incremental difference in cost between one 32,000-gallon double-walled tank and comparable single-walled tank; the incremental difference in cost between double-walled piping and single-walled piping; and the incremental difference in cost between the concrete paving covering the underground tanks and pipes and the other paving at the facility calculated using the difference in cost per square foot. | 2024-07-24 | 333025 | 100
27079 | T1 | KWIK CHEK FOOD STORES INC | KWIK CHEK 87 | 481 W HIGHWAY 57 | LA PRYOR | TX | 78872 | ZAVALA | CN600475842 | RN108769241 | Overfill alarms; tank top sumps; automatic tank gauging; automatic line leak detectors; liquid fuel sensors installed between the double walls of tanks and pipes to monitor for leaks; the incremental difference in cost between one 22,000-gallon double-walled tank and comparable single-walled tank; the incremental difference in cost between double-walled piping and single-walled piping; and the incremental difference in cost between the concrete paving covering the underground tanks and pipes and the other paving at the facility calculated using the difference in cost per square foot. | The following property is used 100% for pollution control to meet or exceed federal or state regulations: Overfill alarms; tank top sumps; automatic tank gauging; automatic line leak detectors; liquid fuel sensors installed between the double walls of tanks and pipes to monitor for leaks; the incremental difference in cost between one 22,000-gallon double-walled tank and comparable single-walled tank; the incremental difference in cost between double-walled piping and single-walled piping; and the incremental difference in cost between the concrete paving covering the underground tanks and pipes and the other paving at the facility calculated using the difference in cost per square foot. | 2024-07-25 | 468025 | 100
27080 | T1 | KWIK CHEK FOOD STORES INC | KWIK CHEK 71 | 2503 RANKIN HWY | MIDLAND | TX | 79706 | MIDLAND | CN600475842 | RN102392834 | Overfill alarms; tank top sumps; automatic tank gauging; automatic line leak detectors; liquid fuel sensors installed between the double walls of tanks and pipes to monitor for leaks; the incremental difference in cost between one 8,000-gallon, two 12,000-gallon, and one 20,000-gallon double-walled tanks and comparable single-walled tanks; the incremental difference in cost between double-walled piping and single-walled piping; and the incremental difference in cost between the concrete paving covering the underground tanks and pipes and the other paving at the facility calculated using the difference in cost per square foot. | The following property is used 100% for pollution control to meet or exceed federal or state regulations: Overfill alarms; tank top sumps; automatic tank gauging; automatic line leak detectors; liquid fuel sensors installed between the double walls of tanks and pipes to monitor for leaks; the incremental difference in cost between one 8,000-gallon, two 12,000-gallon, and one 20,000-gallon double-walled tanks and comparable single-walled tanks; the incremental difference in cost between double-walled piping and single-walled piping; and the incremental difference in cost between the concrete paving covering the underground tanks and pipes and the other paving at the facility calculated using the difference in cost per square foot. | 2024-07-25 | 1017100 | 100
27081 | T1 | KWIK CHEK FOOD STORES INC | KWIK CHEK 52 | 1003 FM 1431 | MARBLE FALLS | TX | 78654 | BURNET | CN600475842 | RN104591144 | Overfill alarms; tank top sumps; automatic tank gauging; automatic line leak detectors; liquid fuel sensors installed between the double walls of tanks and pipes to monitor for leaks; and the incremental difference in cost between the concrete paving covering the underground tanks and pipes and the other paving at the facility calculated using the difference in cost per square foot. | The following property is used 100% for pollution control to meet or exceed federal or state regulations: Overfill alarms; tank top sumps; automatic tank gauging; automatic line leak detectors; liquid fuel sensors installed between the double walls of tanks and pipes to monitor for leaks; and the incremental difference in cost between the concrete paving covering the underground tanks and pipes and the other paving at the facility calculated using the difference in cost per square foot. | 2024-07-26 | 237100 | 100
27082 | T1 | KWIK CHEK FOOD STORES INC | KWIK CHEK 10 | 1741 N STATE HIGHWAY 121 | BONHAM | TX | 75418 | FANNIN | CN600475842 | RN103027108 | Overfill alarms; tank top sumps; automatic tank gauging; automatic line leak detectors; liquid fuel sensors installed between the double walls of tanks and pipes to monitor for leaks; and the incremental difference in cost between the concrete paving covering the underground tanks and pipes and the other paving at the facility calculated using the difference in cost per square foot. | The following property is used 100% for pollution control to meet or exceed federal or state regulations: Overfill alarms; tank top sumps; automatic tank gauging; automatic line leak detectors; liquid fuel sensors installed between the double walls of tanks and pipes to monitor for leaks; and the incremental difference in cost between the concrete paving covering the underground tanks and pipes and the other paving at the facility calculated using the difference in cost per square foot. | 2024-07-26 | 131050 | 100
27083 | T1 | KWIK CHEK FOOD STORES INC | KWIK CHEK 85 | 1901 N US HIGHWAY 83 | CRYSTAL CITY | TX | 78839 | ZAVALA | CN600475842 | RN101830974 | Overfill alarms; tank top sumps; automatic tank gauging; automatic line leak detectors; liquid fuel sensors installed between the double walls of tanks and pipes to monitor for leaks; and the incremental difference in cost between the concrete paving covering the underground tanks and pipes and the other paving at the facility calculated using the difference in cost per square foot. | The following property is used 100% for pollution control and is installed to meet or exceed federal or state regulations: Overfill alarms; tank top sumps; automatic tank gauging; automatic line leak detectors; liquid fuel sensors installed between the double walls of tanks and pipes to monitor for leaks; and the incremental difference in cost between the concrete paving covering the underground tanks and pipes and the other paving at the facility calculated using the difference in cost per square foot. | 2024-07-26 | 206050 | 100
27084 | T1 | KWIK CHEK FOOD STORES INC | KWIK CHEK 65 | 1402 WILLIAMS DR | GEORGETOWN | TX | 78628 | WILLIAMSON | CN600475842 | RN111276317 | Overfill alarms; tank top sumps; automatic tank gauging; automatic line leak detectors; liquid fuel sensors installed between the double walls of tanks and pipes to monitor for leaks; the incremental difference in cost between two 20,000-gallon double-walled tanks and comparable single-walled tanks; the incremental difference in cost between double-walled piping and single-walled piping; and the incremental difference in cost between the concrete paving covering the underground tanks and pipes and the other paving at the facility calculated using the difference in cost per square foot. | The following property is used 100% for pollution control and is installed to meet or exceed federal or state regulations: Overfill alarms; tank top sumps; automatic tank gauging; automatic line leak detectors; liquid fuel sensors installed between the double walls of tanks and pipes to monitor for leaks; the incremental difference in cost between two 20,000-gallon double-walled tanks and comparable single-walled tanks; the incremental difference in cost between double-walled piping and single-walled piping; and the incremental difference in cost between the concrete paving covering the underground tanks and pipes and the other paving at the facility calculated using the difference in cost per square foot. | 2024-07-31 | 806050 | 100
27085 | T1 | KWIK CHEK FOOD STORES INC | TXB 67 | 3702 W FM 2147 | COTTONWOOD SHORES | TX | 78657 | BURNET | CN600475842 | RN111611232 | Overfill alarms; tank top sumps; automatic tank gauging; automatic line leak detectors; liquid fuel sensors installed between the double walls of tanks and pipes to monitor for leaks; the incremental difference in cost between three 20,000-gallon double-walled tanks and comparable single-walled tanks; the incremental difference in cost between double-walled piping and single-walled piping; and the incremental difference in cost between the concrete paving covering the underground tanks and pipes and the other paving at the facility calculated using the difference in cost per square foot. | The following property is used 100% for pollution control and is installed to meet or exceed federal or state regulations: Overfill alarms; tank top sumps; automatic tank gauging; automatic line leak detectors; liquid fuel sensors installed between the double walls of tanks and pipes to monitor for leaks; the incremental difference in cost between three 20,000-gallon double-walled tanks and comparable single-walled tanks; the incremental difference in cost between double-walled piping and single-walled piping; and the incremental difference in cost between the concrete paving covering the underground tanks and pipes and the other paving at the facility calculated using the difference in cost per square foot. | 2024-07-26 | 969075 | 100
27086 | T1 | TAYLOR-SMARTT LLC | KWIK CHEK BELLA COLINAS | 15701 W STATE HWY 71 | BEE CAVE | TX | 78738 | TRAVIS | CN603544339 | RN110053568 | T4 Overfill Alarms An external signaling device attached to the automatic gauging system which signals a spill or overfill in the system. This helps prevent liquid fuels products from entering in the immediate watershed. T10 Double Walled USTs Double walled USTs, in concert with secondary containment measures, are installed to prevent discharges, excursions and other leaks which significantly minimize the potential for liquid fuels and other Pollutants from being introduced into the immediate Watershed and Groundwater Sources T11 Double Walled Piping Double walled piping in concert with secondary containment measures are installed to prevent discharges, excursions and leaks which significantly minimize the potential for liquid fuels from being introduced into the immediate Watershed and Groundwater Sources. T12 Tank Sumps Liquid tight container to contain leaks or spills that involve tank top fittings and equipment. Sumps shall help to contain spills and leaks from being introduced into the immediate Watershed and Groundwater Sources. T15 Concrete Paving over USTs and Fuel Lines Reinforced Concrete Paving placed over a base material and level up course of Ty D Asphalt, ensures a rigid barrier protection to the Underground USTs and Equipment intended to furnish Fuel at the Pumps. Concrete Paving shall protect such USTs and Equipment from rupturing by surface elevations collapsing under excessive weight and prolonged use by vehicular traffic. T20 Automatic Tank Gauging The Tank Gauging Probe and Control Console monitors the possible release of Fuel Products, that if not detected pose a risk of entering into the immediate Watershed and Groundwater Sources. T22 Monitoring of Secondary Equipment Liquid Fuel Sensors installed between the double walled USTs and Double walled piping monitor for possible excursions and leaks in the immediate Watershed and Groundwater Sources. T23 Automatic Line Leak Detectors Installed at each Pump this feature is designed to detect leaks and excursions in the Underground double walled piping, which prevents potential introduction of Fuels into the immediate Watershed and Groundwater Sources. Secondly, the first flush is treated by the vegetated sedimentation/WQ Pond then captured by the pilot channel which delivers treated runoff to the Outfall equipped with a Water Quality feature manhole that captures the last of the floatable and sediments during rain events, then the vegetated bench/pilot channel of the pond which captures the balance of pollutants before discharging a significantly cleaner stormwater into the MS4 | NOD response not received | 2024-08-28 | 1558050 | 100
27087 | T1 | MARTIN MARIETTA MATERIALS SOUTHWEST LLC | GENOA RAIL UNLOADING PLANT | 9519 GALVESTON RD | HOUSTON | TX | 77034 | HARRIS | CN606114726 | RN104939863 | 15 CAT 236D Skid Steer W/Hydraulic Angle Broom Sweeper. | The following property is used 100% for pollution control and is installed to meet or exceed federal or state regulations: 15 CAT 236D Skid Steer W/Hydraulic Angle Broom Sweeper. | 2024-04-19 | 49230 | 100
27088 | T1 | MARTIN MARIETTA MATERIALS SOUTHWEST LLC | TXI GARFIELD SAND & GRAVEL | 3901 NORWOOD LN | DEL VALLE | TX | 78617 | TRAVIS | CN606114726 | RN106540172 | 2014 KOM HM400-5 WTR TRK D W/Niece N8000 Water Tank. | The following property is used 100% for pollution control and is installed to meet or exceed federal or state regulations: 2014 KOM HM400-5 WTR TRK D W/Niece N8000 Water Tank. | 2024-04-19 | 450402 | 100
27089 | T1 | MARTIN MARIETTA TEXAS READY-MIX LLC | TXI FARMERSVILLE READY MIX | 0.41 MI N ON CR 653 FROM INTX OF CR 653 & SH 380 | Collin County | TX | 75442 | COLLIN | CN606115699 | RN111953717 | 2016 INTL 7400 WTR TRK W/ 4K gallon water tank. | The following property is used 100% for pollution control and is installed to meet or exceed federal or state regulations: 2016 INTL 7400 WTR TRK W/ 4K gallon water tank. | 2024-04-19 | 122372 | 100
27090 | T1 | JEFFERSON RAILPORT TERMINAL I TEXAS LLC | JEFFERSON RAILPORT TERMINAL I | 94 OLD HIGHWAY 90 E | VIDOR | TX | 77662 | ORANGE | CN604653774 | RN106402894 | OC2 vapor control system consisting of two dock safety units (DSU1 and DSU2) consisting of piping, control panels, filter, and purge gas mixer, knockout (KO) vessel, blower skid (VBU), two vapor safety units (VSU1 and VSU2), and two vapor combustion units (VCU1 and VCU2). | The following property is used 100% for pollution control and is installed to meet or exceed federal or state regulations: OC2 vapor control system consisting of two dock safety units (DSU1 and DSU2) consisting of piping, control panels, filter, and purge gas mixer, knockout (KO) vessel, blower skid (VBU), two vapor safety units (VSU1 and VSU2), and two vapor combustion units (VCU1 and VCU2). | 2024-09-03 | 3800000 | 100
27091 | T1 | HUMULUS LUPULUS ENTERPRISES INC | REAL ALE PROCESS WATER PRE TREATMENT PLANT | 231 SAN SABA CT | BLANCO | TX | 78606 | BLANCO | CN606251536 | RN109708123 | The property is located in Blanco County behind the Real Ale Brewery. The plant is used to pretreat process wastewater from the brewery beer making process prior to it being discharged to the City of Blanco municipal wastewater plant. The pretreatment by us to reduce TSS and BOD levels allows the City plant to operate more efficiently to further reduce TSS and BOD prior to discharging to meet their TCEQ permit. The pretreatment plant sits on approximately 1.75 acres of a 7.43 acre tract behind the brewery. | NOD response not received | 2024-09-17 | 895479 | 100
27092 | T1 | LION ELASTOMERS LLC | LION ELASTOMERS | 1615 MAIN ST | PORT NECHES | TX | 77651 | JEFFERSON | CN602296287 | RN100224799 | Stormwater weir upgrade at the river outfall. | The following property is used 100% for pollution control and is installed to meet or exceed federal or state regulations: Stormwater weir upgrade at the river outfall. | 2024-08-05 | 204476 | 100
27093 | T1 | LION ELASTOMERS LLC | LION ELASTOMERS | 1615 MAIN ST | PORT NECHES | TX | 77651 | JEFFERSON | CN602296287 | RN100224799 | Settling pond filter upgrade consisting of steel filter structure and filter frames. | The following property is used 100% for pollution control and is installed to meet or exceed federal or state regulations: Settling pond filter upgrade consisting of steel filter structure and filter frames. | 2024-08-05 | 194649 | 100
27094 | T1 | TICONA POLYMERS INC | TICONA POLYMERS BISHOP FACILITY | 5738 COUNTY ROAD 4 | BISHOP | TX | 78343 | NUECES | CN600124184 | RN101625721 | MO-4 thermal oxidizer and MO-4 flare. | The following property is used 100% for pollution control and is installed to meet or exceed federal or state regulations: MO-4 thermal oxidizer and MO-4 flare. | 2024-09-03 | 4687582 | 100
27095 | T1 | TICONA POLYMERS INC | TICONA POLYMERS BISHOP FACILITY | 5738 COUNTY ROAD 4 | BISHOP | TX | 78343 | NUECES | CN600124184 | RN101625721 | MO-3 thermal oxidizer and MO-3 flare. | The following property is used 100% for pollution control and is installed to meet or exceed federal or state regulations: MO-3 thermal oxidizer and MO-3 flare. | 2024-09-03 | 5945747 | 100
27096 | T1 | LION ELASTOMERS LLC | LION ELASTOMERS | 1615 MAIN ST | PORT NECHES | TX | 77651 | JEFFERSON | CN602296287 | RN100224799 | Contaminated rainwater pond upgrade consisting of increasing the levee height of the ponds, pump replacements, and piping on a new slab for the rainwater ponds. | The following property is used 100% for pollution control and is installed to meet or exceed federal or state regulations: Contaminated rainwater pond upgrade consisting of increasing the levee height of the ponds, pump replacements, and piping on a new slab for the rainwater ponds. | 2024-08-08 | 150030 | 100
27097 | T1 | KWIK CHEK FOOD STORES INC | KWIK CHEK 89 | 2196 EL INDIO HWY | EAGLE PASS | TX | 78852 | MAVERICK | CN600475842 | RN101903250 | Overfill alarms; tank top sumps; automatic tank gauging; automatic line leak detectors; liquid fuel sensors installed between the single wall of tanks and pipes to monitor for leaks; and the incremental difference in cost between the concrete paving covering the underground tanks and pipes and the other paving at the facility calculated using the difference in cost per square foot. | The following property is used 100% for pollution control and is installed to meet or exceed federal or state regulations: Overfill alarms; tank top sumps; automatic tank gauging; automatic line leak detectors; liquid fuel sensors installed between the single wall of tanks and pipes to monitor for leaks; and the incremental difference in cost between the concrete paving covering the underground tanks and pipes and the other paving at the facility calculated using the difference in cost per square foot. | 2024-09-04 | 126050 | 100
27098 | T1 | KWIK CHEK FOOD STORES INC | KWIK CHEK 88 | 2757 N VETERANS BLVD | EAGLE PASS | TX | 78852 | MAVERICK | CN600475842 | RN104211859 | Overfill alarms; tank top sumps; automatic tank gauging; automatic line leak detectors; liquid fuel sensors installed between the single wall of tanks and pipes to monitor for leaks; and the incremental difference in cost between the concrete paving covering the underground tanks and pipes and the other paving at the facility calculated using the difference in cost per square foot. | The following property is used 100% for pollution control and is installed to meet or exceed federal or state regulations: Overfill alarms; tank top sumps; automatic tank gauging; automatic line leak detectors; liquid fuel sensors installed between the single wall of tanks and pipes to monitor for leaks; and the incremental difference in cost between the concrete paving covering the underground tanks and pipes and the other paving at the facility calculated using the difference in cost per square foot. | 2024-09-04 | 146050 | 100
27099 | T1 | KWIK CHEK FOOD STORES INC | KWIK CHEK 17 | 101 N STATE HIGHWAY 121 | TRENTON | TX | 75490 | FANNIN | CN600475842 | RN103027579 | Overfill alarms; tank top sumps; automatic tank gauging; automatic line leak detectors; liquid fuel sensors installed between the single wall of tanks and pipes to monitor for leaks; and the incremental difference in cost between the concrete paving covering the underground tanks and pipes and the other paving at the facility calculated using the difference in cost per square foot. | The following property is used 100% for pollution control and is installed to meet or exceed federal or state regulations: Overfill alarms; tank top sumps; automatic tank gauging; automatic line leak detectors; liquid fuel sensors installed between the single wall of tanks and pipes to monitor for leaks; and the incremental difference in cost between the concrete paving covering the underground tanks and pipes and the other paving at the facility calculated using the difference in cost per square foot. | 2024-09-04 | 126050 | 100
27100 | T1 | KWIK CHEK FOOD STORES INC | KWIK CHEK 62 | 21024 HWY 71 W | SPICEWOOD | TX | 78669 | TRAVIS | CN600475842 | RN105305221 | Overfill alarms; tank top sumps; automatic tank gauging; automatic line leak detectors; liquid fuel sensors installed between the double walls of tanks and pipes to monitor for leaks; and the incremental difference in cost between the concrete paving covering the underground tanks and pipes and the other paving at the facility calculated using the difference in cost per square foot. | The following property is used 100% for pollution control to meet or exceed federal or state regulations: Overfill alarms; tank top sumps; automatic tank gauging; automatic line leak detectors; liquid fuel sensors installed between the double walls of tanks and pipes to monitor for leaks; and the incremental difference in cost between the concrete paving covering the underground tanks and pipes and the other paving at the facility calculated using the difference in cost per square foot. | 2024-08-26 | 206050 | 100
27101 | T1 | KWIK CHEK FOOD STORES INC | KWIK CHEK 70 | 800 W INTERSTATE 20 | BIG SPRING | TX | 79720 | HOWARD | CN600475842 | RN102713427 | Overfill alarms; tank top sumps; automatic tank gauging; automatic line leak detectors; liquid fuel sensors installed between the double walls of tanks and pipes to monitor for leaks; and the incremental difference in cost between the concrete paving covering the underground tanks and pipes and the other paving at the facility calculated using the difference in cost per square foot. | The following property is used 100% for pollution control to meet or exceed federal or state regulations: Overfill alarms; tank top sumps; automatic tank gauging; automatic line leak detectors; liquid fuel sensors installed between the double walls of tanks and pipes to monitor for leaks; and the incremental difference in cost between the concrete paving covering the underground tanks and pipes and the other paving at the facility calculated using the difference in cost per square foot. | 2024-08-29 | 202100 | 100
27102 | T1 | KWIK CHEK FOOD STORES INC | BUCHANAN DAM FOOD MART | 15411 E STATE HIGHWAY 29 | BUCHANAN DAM | TX | 78609 | LLANO | CN600475842 | RN102428802 | T4 Overfill Alarms An external signaling device attached to the automatic gauging system which signals a spill or overfill in the system. This helps prevent liquid fuels products from entering in the immediate watershed. T10 Double Walled USTs Double walled USTs, in concert with secondary containment measures, are installed to prevent discharges, excursions and other leaks which significantly minimize the potential for liquid fuels and other Pollutants from being introduced into the immediate Watershed and Groundwater Sources T11 Double Walled Piping Double walled piping in concert with secondary containment measures are installed to prevent discharges, excursions and leaks which significantly minimize the potential for liquid fuels from being introduced into the immediate Watershed and Groundwater Sources. T12 Tank Sumps Liquid tight container to contain leaks or spills that involve tank top fittings and equipment. Sumps shall help to contain spills and leaks from being introduced into the immediate Watershed and Groundwater Sources. T15 Concrete Paving over USTs and Fuel Lines Reinforced Concrete Paving placed over a base material and level up course of Ty D Asphalt, ensures a rigid barrier protection to the Underground USTs and Equipment intended to furnish Fuel at the Pumps. Concrete Paving shall protect such USTs and Equipment from rupturing by surface elevations collapsing under excessive weight and prolonged use by vehicular traffic. T20 Automatic Tank Gauging The Tank Gauging Probe and Control Console monitors the possible release of Fuel Products, that if not detected pose a risk of entering into the immediate Watershed and Groundwater Sources. T22 Monitoring of Secondary Equipment Liquid Fuel Sensors installed between the double walled USTs and Double walled piping monitor for possible excursions and leaks in the immediate Watershed and Groundwater Sources. T23 Automatic Line Leak Detectors Installed at each Pump this feature is designed to detect leaks and excursions in the Underground double walled piping, which prevents potential introduction of Fuels into the immediate Watershed and Groundwater Sources. Secondly, the first flush is treated by the vegetated sedimentation/WQ Pond then captured by the pilot channel which delivers treated runoff to the Outfall equipped with a Weir Structure that captures the last of the floatables and sediments during rain events, then the vegetated bench/pilot channel of the pond which captures the balance of pollutants before discharging a significantly cleaner stormwater into the MS4 | Application withdrawn | 2024-09-04 | 392100 | 100
27103 | T1 | KWIK CHEK FOOD STORES INC | KWIK CHEK 55 | 14417 W HIGHWAY 71 | BEE CAVE | TX | 78738 | TRAVIS | CN600475842 | RN105073415 | T4 Overfill Alarms An external signaling device attached to the automatic gauging system which signals a spill or overfill in the system. This helps prevent liquid fuels products from entering in the immediate watershed. T10 Double Walled USTs Double walled USTs, in concert with secondary containment measures, are installed to prevent discharges, excursions and other leaks which significantly minimize the potential for liquid fuels and other Pollutants from being introduced into the immediate Watershed and Groundwater Sources T11 Double Walled Piping Double walled piping in concert with secondary containment measures are installed to prevent discharges, excursions and leaks which significantly minimize the potential for liquid fuels from being introduced into the immediate Watershed and Groundwater Sources. T12 Tank Sumps Liquid tight container to contain leaks or spills that involve tank top fittings and equipment. Sumps shall help to contain spills and leaks from being introduced into the immediate Watershed and Groundwater Sources. T15 Concrete Paving over USTs and Fuel Lines Reinforced Concrete Paving placed over a base material and level up course of Ty D Asphalt, ensures a rigid barrier protection to the Underground USTs and Equipment intended to furnish Fuel at the Pumps. Concrete Paving shall protect such USTs and Equipment from rupturing by surface elevations collapsing under excessive weight and prolonged use by vehicular traffic. T20 Automatic Tank Gauging The Tank Gauging Probe and Control Console monitors the possible release of Fuel Products, that if not detected pose a risk of entering into the immediate Watershed and Groundwater Sources. T22 Monitoring of Secondary Equipment Liquid Fuel Sensors installed between the double walled USTs and Double walled piping monitor for possible excursions and leaks in the immediate Watershed and Groundwater Sources. T23 Automatic Line Leak Detectors Installed at each Pump this feature is designed to detect leaks and excursions in the Underground double walled piping, which prevents potential introduction of Fuels into the immediate Watershed and Groundwater Sources. Secondly, the first flush is treated by the vegetated sedimentation/WQ Pond then captured by the pilot channel which delivers treated runoff to the Outfall equipped with a Weir Structure that captures the last of the floatables and sediments during rain events, then the vegetated bench/pilot channel of the pond which captures the balance of pollutants before discharging a significantly cleaner stormwater into the MS4 | Application withdrawn | 2024-08-29 | 236075 | 100
27104 | T1 | KWIK CHEK FOOD STORES INC | KWIK CHEK 81 | 7045 SAN DARIO AVE | LAREDO | TX | 78041 | WEBB | CN600475842 | RN104544598 | T4 Overfill Alarms An external signaling device attached to the automatic gauging system which signals a spill or overfill in the system. This helps prevent liquid fuels products from entering in the immediate watershed. T12 Tank Sumps Liquid tight container to contain leaks or spills that involve tank top fittings and equipment. Sumps shall help to contain spills and leaks from being introduced into the immediate Watershed and Groundwater Sources. T15 Concrete Paving over USTs and Fuel Lines Reinforced Concrete Paving placed over a base material and level up course of Ty D Asphalt, ensures a rigid barrier protection to the Underground USTs and Equipment intended to furnish Fuel at the Pumps. Concrete Paving shall protect such USTs and Equipment from rupturing by surface elevations collapsing under excessive weight and prolonged use by vehicular traffic. T20 Automatic Tank Gauging. The Tank Gauging Probe and Control Console monitors the possible release of Fuel Products, that if not detected pose a risk of entering into the immediate Watershed and Groundwater Sources. T22 Monitoring of Secondary Equipment Liquid Fuel Sensors installed between the double walled USTs and Double walled piping monitor for possible excursions and leaks in the immediate Watershed and Groundwater Sources. T23 Automatic Line Leak Detectors Installed at each Pump this feature is designed to detect leaks and excursions in the Underground double walled piping, which prevents potential introduction of Fuels into the immediate Watershed and Groundwater Sources | Application withdrawn | 2024-08-29 | 202100 | 100
27105 | T1 | KWIK CHEK FOOD STORES INC | KWIK CHEK 54 | 201 S US HIGHWAY 281 | JOHNSON CITY | TX | 78636 | BLANCO | CN600475842 | RN105072540 | T4 Overfill Alarms An external signaling device attached to the automatic gauging system which signals a spill or overfill in the system. This helps prevent liquid fuels products from entering in the immediate watershed. T10 Double Walled USTs Double walled USTs, in concert with secondary containment measures, are installed to prevent discharges, excursions and other leaks which significantly minimize the potential for liquid fuels and other Pollutants from being introduced into the immediate Watershed and Groundwater Sources T11 Double Walled Piping Double walled piping in concert with secondary containment measures are installed to prevent discharges, excursions and leaks which significantly minimize the potential for liquid fuels from being introduced into the immediate Watershed and Groundwater Sources. T12 Tank Sumps Liquid tight container to contain leaks or spills that involve tank top fittings and equipment. Sumps shall help to contain spills and leaks from being introduced into the immediate Watershed and Groundwater Sources. T15 Concrete Paving over USTs and Fuel Lines Reinforced Concrete Paving placed over a base material and level up course of Ty D Asphalt, ensures a rigid barrier protection to the Underground USTs and Equipment intended to furnish Fuel at the Pumps. Concrete Paving shall protect such USTs and Equipment from rupturing by surface elevations collapsing under excessive weight and prolonged use by vehicular traffic. T20 Automatic Tank Gauging The Tank Gauging Probe and Control Console monitors the possible release of Fuel Products, that if not detected pose a risk of entering into the immediate Watershed and Groundwater Sources. T22 Monitoring of Secondary Equipment Liquid Fuel Sensors installed between the double walled USTs and Double walled piping monitor for possible excursions and leaks in the immediate Watershed and Groundwater Sources. T23 Automatic Line Leak Detectors Installed at each Pump this feature is designed to detect leaks and excursions in the Underground double walled piping, which prevents potential introduction of Fuels into the immediate Watershed and Groundwater Sources. | Application withdrawn | 2024-08-29 | 389050 | 100
27106 | T1 | KWIK CHEK FOOD STORES INC | KWIK CHEK 64 | 2103 RANCH ROAD 620 S | LAKEWAY | TX | 78734 | TRAVIS | CN600475842 | RN101491678 | T4 Overfill Alarms An external signaling device attached to the automatic gauging system which signals a spill or overfill in the system. This helps prevent liquid fuels products from entering in the immediate watershed. T10 Double Walled USTs Double walled USTs, in concert with secondary containment measures, are installed to prevent discharges, excursions and other leaks which significantly minimize the potential for liquid fuels and other Pollutants from being introduced into the immediate Watershed and Groundwater Sources T11 Double Walled Piping Double walled piping in concert with secondary containment measures are installed to prevent discharges, excursions and leaks which significantly minimize the potential for liquid fuels from being introduced into the immediate Watershed and Groundwater Sources. T12 Tank Sumps Liquid tight container to contain leaks or spills that involve tank top fittings and equipment. Sumps shall help to contain spills and leaks from being introduced into the immediate Watershed and Groundwater Sources. T15 Concrete Paving over USTs and Fuel Lines Reinforced Concrete Paving placed over a base material and level up course of Ty D Asphalt, ensures a rigid barrier protection to the Underground USTs and Equipment intended to furnish Fuel at the Pumps. Concrete Paving shall protect such USTs and Equipment from rupturing by surface elevations collapsing under excessive weight and prolonged use by vehicular traffic. T20 Automatic Tank Gauging The Tank Gauging Probe and Control Console monitors the possible release of Fuel Products, that if not detected pose a risk of entering into the immediate Watershed and Groundwater Sources. T22 Monitoring of Secondary Equipment Liquid Fuel Sensors installed between the double walled USTs and Double walled piping monitor for possible excursions and leaks in the immediate Watershed and Groundwater Sources. T23 Automatic Line Leak Detectors Installed at each Pump this feature is designed to detect leaks and excursions in the Underground double walled piping, which prevents potential introduction of Fuels into the immediate Watershed and Groundwater Sources. Secondly, the first flush is treated by the vegetated sedimentation/WQ Pond then captured by the pilot channel which delivers treated runoff to the Outfall equipped with a Weir Structure that captures the last of the floatables and sediments during rain events, then the vegetated bench/pilot channel of the pond which captures the balance of pollutants before discharging a significantly cleaner stormwater into the MS4 | Application withdrawn | 2024-09-26 | 389050 | 100
27107 | T1 | LION ELASTOMERS LLC | LION ELASTOMERS | 1615 MAIN ST | PORT NECHES | TX | 77651 | JEFFERSON | CN602296287 | RN100224799 | Soap unit stormwater sump and pump system upgrade. | The following property is used 100% for pollution control and is installed to meet or exceed federal or state regulations: Soap unit stormwater sump and pump system upgrade. | 2024-07-30 | 249251 | 100
27108 | T1 | KWIK CHEK FOOD STORES INC | KWIK CHEK 57 | 14620 RANCH ROAD 12 | WIMBERLEY | TX | 78676 | HAYS | CN600475842 | RN105080394 | Overfill alarms; tank top sumps; automatic tank gauging; automatic line leak detectors; liquid fuel sensors installed between the double walls of tanks and pipes to monitor for leaks; the incremental difference in cost between two 12,000-gallon double-walled tanks and comparable single-walled tanks; the incremental difference in cost between double-walled piping and single-walled piping; and the incremental difference in cost between the concrete paving covering the underground tanks and pipes and the other paving at the facility calculated using the difference in cost per square foot. | The following property is used 100% for pollution control to meet or exceed federal or state regulations: Overfill alarms; tank top sumps; automatic tank gauging; automatic line leak detectors; liquid fuel sensors installed between the double walls of tanks and pipes to monitor for leaks; the incremental difference in cost between two 12,000-gallon double-walled tanks and comparable single-walled tanks; the incremental difference in cost between double-walled piping and single-walled piping; and the incremental difference in cost between the concrete paving covering the underground tanks and pipes and the other paving at the facility calculated using the difference in cost per square foot. | 2024-08-28 | 446050 | 100
27109 | T1 | MCCRAW OIL COMPANY INC | KWIK CHEK 60 | 13006 BANDERA RD | HELOTES | TX | 78023 | BEXAR | CN601555642 | RN102718384 | T4 Overfill Alarms An external signaling device attached to the automatic gauging system which signals a spill or overfill in the system. This helps prevent liquid fuels products from entering in the immediate watershed. T12 Tank Sumps Liquid tight container to contain leaks or spills that involve tank top fittings and equipment. Sumps shall help to contain spills and leaks from being introduced into the immediate Watershed and Groundwater Sources. T15 Concrete Paving over USTs and Fuel Lines Reinforced Concrete Paving placed over a base material and level up course of Ty D Asphalt, ensures a rigid barrier protection to the Underground USTs and Equipment intended to furnish Fuel at the Pumps. Concrete Paving shall protect such USTs and Equipment from rupturing by surface elevations collapsing under excessive weight and prolonged use by vehicular traffic. T20 Automatic Tank Gauging. The Tank Gauging Probe and Control Console monitors the possible release of Fuel Products, that if not detected pose a risk of entering into the immediate Watershed and Groundwater Sources. T22 Monitoring of Secondary Equipment Liquid Fuel Sensors installed between the double walled USTs and Double walled piping monitor for possible excursions and leaks in the immediate Watershed and Groundwater Sources. T23 Automatic Line Leak Detectors Installed at each Pump this feature is designed to detect leaks and excursions in the Underground double walled piping, which prevents potential introduction of Fuels into the immediate Watershed and Groundwater Sources. secondly, Rain events, the first flush is treated by the vegetated sedimentation/WQ Pond/.Sedimentation Basin then captured by the pilot channel which delivers treated runoff to the Outfall equipped with a Weir Structure that captures the last of the floatable and sediments during rain events, then the vegetated bench/pilot channel of the pond which captures the balance of pollutants before discharging a significantly cleaner stormwater into the MS4, The Reclaim unit W-58, captures gray washwater and recycles for other washes instead of discharging into the MS4 and using more water | Application withdrawn | 2024-09-04 | 858050 | 100
27110 | T1 | TICONA POLYMERS INC | TICONA POLYMERS BISHOP FACILITY | 5738 COUNTY ROAD 4 | BISHOP | TX | 78343 | NUECES | CN600124184 | RN101625721 | Dust collection system consisting of dust collector, blower, and duct on the south side of the production unit. | The following property is used 100% for pollution control and is installed to meet or exceed federal or state regulations: Dust collection system consisting of dust collector, blower, and duct on the south side of the production unit. | 2024-09-30 | 7379069 | 100
27111 | T1 | TICONA POLYMERS INC | TICONA POLYMERS BISHOP FACILITY | 5738 COUNTY ROAD 4 | BISHOP | TX | 78343 | NUECES | CN600124184 | RN101625721 | Flare on the northwest side of the production unit. | The following property is used 100% for pollution control and is installed to meet or exceed federal or state regulations: Flare on the northwest side of the production unit. | 2024-09-13 | 843820 | 100
27112 | T1 | TICONA POLYMERS INC | TICONA POLYMERS BISHOP FACILITY | 5738 COUNTY ROAD 4 | BISHOP | TX | 78343 | NUECES | CN600124184 | RN101625721 | The dust collection system is used to control particulate matter emissions. They are located on the southwest side of the production unit. | Application withdrawn | 2024-10-02 | 1807682 | 100
27113 | T1 | TICONA POLYMERS INC | TICONA POLYMERS BISHOP FACILITY | 5738 COUNTY ROAD 4 | BISHOP | TX | 78343 | NUECES | CN600124184 | RN101625721 | Dust collectors MS-31452, MS-640, and MS-31702. | The following property is used 100% for pollution control and is installed to meet or exceed federal or state regulations: Dust collectors MS-31452, MS-640, and MS-31702. | 2024-09-30 | 622141 | 100
27114 | T1 | TICONA POLYMERS INC | TICONA POLYMERS BISHOP FACILITY | 5738 COUNTY ROAD 4 | BISHOP | TX | 78343 | NUECES | CN600124184 | RN101625721 | Steam injection for cogeneration unit. | The following property is used 100% for pollution control to meet or exceed federal or state regulations: Steam injection for cogeneration unit. | 2024-10-08 | 57014 | 100
27115 | T1 | TICONA POLYMERS INC | TICONA POLYMERS BISHOP FACILITY | 5738 COUNTY ROAD 4 | BISHOP | TX | 78343 | NUECES | CN600124184 | RN101625721 | Noncommercial disposal wells Deepwell Nos. 1, 2, and 3. | The following property is used 100% for pollution control to meet or exceed federal or state regulations: Noncommercial disposal wells Deepwell Nos. 1, 2, and 3. | 2024-10-07 | 6818339 | 100
27116 | T1 | TICONA POLYMERS INC | TICONA POLYMERS BISHOP FACILITY | 5738 COUNTY ROAD 4 | BISHOP | TX | 78343 | NUECES | CN600124184 | RN101625721 | Duct burner for the heat recovery steam generator. | The following property is used 65% for pollution control to meet or exceed federal or state regulations: Duct burner for the heat recovery steam generator. | 2024-10-07 | 1221774 | 65
27117 | T1 | HONEYWELL INTERNATIONAL INC | HONEYWELL INTERNATIONAL ORANGE PLANT | 3927 FM 1006 | ORANGE | TX | 77630 | ORANGE | CN600129159 | RN100217405 | Flares M1, M2, and M3. | The following property is used 100% for pollution control and is installed to meet or exceed federal or state regulations: Flares M1, M2, and M3. | 2024-04-22 | 8368611 | 100
27118 | T3 | PANDA HIGH PLAINS HEMP GIN LLC | PANDA HIGH PLAINS HEMP GIN | 8600 CENTRAL FWY N | WICHITA FALLS | TX | 76305 | WICHITA | CN605985423 | RN102582319 | Dust collection systems consisting of four baghouses, filter socks, cyclones, associated motors, fans, blowers, electrical controls, ductwork; pellet mill, augers, and associated equipment; and centralized dust collection building. | The following property is used 100% for pollution control to meet or exceed federal or state regulations: Dust collection systems consisting of four baghouses, filter socks, cyclones, associated motors, fans, blowers, electrical controls, ductwork; pellet mill, augers, and associated equipment; and centralized dust collection building. | 2024-10-10 | 18304016 | 100
27119 | T1 | TICONA POLYMERS INC | TICONA POLYMERS BISHOP FACILITY | 5738 COUNTY ROAD 4 | BISHOP | TX | 78343 | NUECES | CN600124184 | RN101625721 | The pollution control property, the Sulfatreat System, removes Hydrogen sulfide from the methane gas to prolong the life span of other pollution control property. It is located on the south side of the unit. | Application withdrawn | 2024-10-14 | 873416 | 100
27120 | T1 | TICONA POLYMERS INC | TICONA POLYMERS BISHOP FACILITY | 5738 COUNTY ROAD 4 | BISHOP | TX | 78343 | NUECES | CN600124184 | RN101625721 | Clarifiers MS-2099 and MS-2100. | The following property is used 100% for pollution control and is installed to meet or exceed federal or state regulations: Clarifiers MS-2099 and MS-2100. | 2024-10-07 | 1848623 | 100
27121 | T1 | TICONA POLYMERS INC | TICONA POLYMERS BISHOP FACILITY | 5738 COUNTY ROAD 4 | BISHOP | TX | 78343 | NUECES | CN600124184 | RN101625721 | Rainwater storage pond and reverse osmosis reject stream recycling system. | The following property is used 100% for pollution control and is installed to meet or exceed federal or state regulations: Rainwater storage pond and reverse osmosis reject stream recycling system. | 2024-10-08 | 3057831 | 100
27122 | T1 | TICONA POLYMERS INC | TICONA POLYMERS BISHOP FACILITY | 5738 COUNTY ROAD 4 | BISHOP | TX | 78343 | NUECES | CN600124184 | RN101625721 | Lined surface impoundment on the northeast side of the wastewater treatment plant unit and rainwater/stormwater sumps. | The following property is used 100% for pollution control and is installed to meet or exceed federal or state regulations: Lined surface impoundment on the northeast side of the wastewater treatment plant unit and rainwater/stormwater sumps. | 2024-10-09 | 7362216 | 100
27123 | T1 | TICONA POLYMERS INC | TICONA POLYMERS BISHOP FACILITY | 5738 COUNTY ROAD 4 | BISHOP | TX | 78343 | NUECES | CN600124184 | RN101625721 | Aeration basins and anaerobic reactors in the wastewater system. | The following property is used 100% for pollution control and is installed to meet or exceed federal or state regulations: Aeration basins and anaerobic reactors in the wastewater system. | 2024-10-09 | 8117045 | 100
27124 | T1 | KWIK CHEK FOOD STORES INC | KWIK CHEK 59 | 440 W BANDERA RD | BOERNE | TX | 78006 | KENDALL | CN600475842 | RN102716610 | Overfill alarms; tank top sumps; automatic tank gauging; automatic line leak detectors; liquid fuel sensors installed between the double walls of tanks and pipes to monitor for leaks; the incremental difference in cost between two 12,000-gallon double-walled tanks and comparable single-walled tanks; the incremental difference in cost between double-walled piping and single-walled piping; and the incremental difference in cost between the concrete paving covering the underground tanks and pipes and the other paving at the facility calculated using the difference in cost per square foot. | The following property is used 100% for pollution control and is installed to meet or exceed federal or state regulations: Overfill alarms; tank top sumps; automatic tank gauging; automatic line leak detectors; liquid fuel sensors installed between the double walls of tanks and pipes to monitor for leaks; the incremental difference in cost between two 12,000-gallon double-walled tanks and comparable single-walled tanks; the incremental difference in cost between double-walled piping and single-walled piping; and the incremental difference in cost between the concrete paving covering the underground tanks and pipes and the other paving at the facility calculated using the difference in cost per square foot. | 2024-09-04 | 389050 | 100
27125 | T1 | TICONA POLYMERS INC | TICONA POLYMERS BISHOP FACILITY | 5738 COUNTY ROAD 4 | BISHOP | TX | 78343 | NUECES | CN600124184 | RN101625721 | The baghouses are used to prevent particulate matter from going to the scrubber. The are located at various areas of the production unit. | Application withdrawn | 2024-09-26 | 3277222 | 100
27126 | T1 | TICONA POLYMERS INC | TICONA POLYMERS BISHOP FACILITY | 5738 COUNTY ROAD 4 | BISHOP | TX | 78343 | NUECES | CN600124184 | RN101625721 | Scrubbers T-30000, T-30009, T-412, and T-408 and piping from storage vessel V-1072 to scrubber T-412. | The following property is used 100% for pollution control and is installed to meet or exceed federal or state regulations: Scrubbers T-30000, T-30009, T-412, and T-408 and piping from storage vessel V-1072 to scrubber T-412. | 2024-09-18 | 1764641 | 100
27127 | T1 | EVONIK ACTIVE OXYGENS LLC | BAYPORT FACILITY | 12000 BAY AREA BLVD | PASADENA | TX | 77507 | HARRIS | CN604535526 | RN100215417 | Effluent tank MF-737A including pH monitor. | The following property is used 100% for pollution control and is installed to meet or exceed federal or state regulations: Effluent tank MF-737A including pH monitor. | 2024-09-17 | 1800000 | 100
27128 | T1 | LION ELASTOMERS LLC | LION ELASTOMERS | 1615 MAIN ST | PORT NECHES | TX | 77651 | JEFFERSON | CN602296287 | RN100224799 | Joint wastewater treatment plant upgrades consisting of replacement of the 13.8KV power feeder, refurbishment of the B7 basin, installation of 50,000 square feet of concrete liner material on the west aeration basin, effluent disinfection system installation, DCS security upgrade, refurbishment of the C6 clarifier, refurbishment of the T-29 bio digester, installation of new sewer pumps and gearbox, blend box upgrades, backup lift pumps to wetlands, two TurbxAL aerator units, substation replacement, and clarifier 5 gearbox replacement. | The following property is used 100% for pollution control and is installed to meet or exceed federal or state regulations: Joint wastewater treatment plant upgrades consisting of replacement of the 13.8KV power feeder, refurbishment of the B7 basin, installation of 50,000 square feet of concrete liner material on the west aeration basin, effluent disinfection system installation, DCS security upgrade, refurbishment of the C6 clarifier, refurbishment of the T-29 bio digester, installation of new sewer pumps and gearbox, blend box upgrades, backup lift pumps to wetlands, two TurbxAL aerator units, substation replacement, and clarifier 5 gearbox replacement. | 2024-09-24 | 2445910 | 100
27129 | T1 | ONCOR ELECTRIC DELIVERY COMPANY LLC | LAKECREST SUBSTATION | Latitude = 32.731749, Longitude = -96.985932 | Dallas County | TX | 75051 | DALLAS | CN603313842 | RN110968807 | Secondary containment consisting of a concrete pad around the transformer, an oil-water separator, and a metal railing. | The following property is used 100% for pollution control and is installed to meet or exceed federal or state regulations: Secondary containment consisting of a concrete pad around the transformer, an oil-water separator, and a metal railing. | 2024-08-26 | 33110 | 100
27130 | T1 | PHELPS DODGE REFINING CORPORATION | PHELPS DODGE EL PASO OPERATION | 897 HAWKINS BLVD | EL PASO | TX | 79915 | EL PASO | CN600132179 | RN100226000 | Remote input/output control panel for the regenerative thermal oxidizer. | The following property is used 100% for pollution control to meet or exceed federal or state regulations: Remote input/output control panel for the regenerative thermal oxidizer. | 2024-08-15 | 122105 | 100
27131 | T1 | PHELPS DODGE REFINING CORPORATION | PHELPS DODGE EL PASO OPERATION | 897 HAWKINS BLVD | EL PASO | TX | 79915 | EL PASO | CN600132179 | RN100226000 | The pollution control property is a water utility connection in the companys potable water system. The propertys major components include a backflow preventer and appropriate piping and valving to prevent pollution within the potable water system. The pollution control property is located in the Tank House, in line with the potable water system. The backflow preventer allows water to flow in one direction only. Its function is to prevent water from being contaminated from unwanted flow in the reverse direction. The pollution control property does not include any land. | NOD response not received | 2024-10-17 | 21676 | 100
27132 | T1 | LION ELASTOMERS LLC | LION ELASTOMERS | 1615 MAIN ST | PORT NECHES | TX | 77651 | JEFFERSON | CN602296287 | RN100224799 | Boiler 5 flue gas recirculation system replacement unit. | The following property is used 100% for pollution control and is installed to meet or exceed federal or state regulations: Boiler 5 flue gas recirculation system replacement unit. | 2024-09-25 | 176377 | 100
27133 | T1 | STRUCTURAL METALS INC | SMI TEXAS | Latitude = 29.575555, Longitude = -98.0325 | Guadalupe County | TX | 78155 | GUADALUPE | CN600129001 | RN102413689 | The following property is used 100% for pollution control and is installed to meet or exceed federal or state regulations: Replacement and upgrade of baghouse ductwork consisting of larger ductwork and larger dropout box that route exhaust gases from the electric arc furnace to the baghouse. | The following property is used 100% for pollution control and is installed to meet or exceed federal or state regulations: Replacement and upgrade of baghouse ductwork consisting of larger ductwork and larger dropout box that route exhaust gases from the electric arc furnace to the baghouse. | 2024-08-26 | 3792986 | 100
27134 | T1 | REMY JADE GENERATING LLC | REMY JADE POWER STATION | Latitude = 29.848112, Longitude = -95.015497 | Harris County | TX | 77532 | HARRIS | CN605940451 | RN111340964 | Continuous emission monitoring systems on turbine stacks CT-1 through CT-6. | The following property is used 100% for pollution control and is installed to meet or exceed federal or state regulations: Continuous emission monitoring systems on turbine stacks CT-1 through CT-6. | 2024-05-07 | 1146661 | 100
27135 | T1 | GLADIEUX METALS RECYCLING LLC | GLADIEUX METALS RECYCLING | 302B MIDWAY RD | FREEPORT | TX | 77542 | BRAZORIA | CN605364843 | RN100210129 | Installation of new pollution control equipment with plant rebuild, please see attached. | NOD response not received | 2024-10-25 | 41376640 | 100
27136 | T1 | HFOTCO LLC | HFOTCO TERMINAL | 0 JACINTOPORT BLVD | HARRIS | TX | 77015 | HARRIS | CN603316548 | RN111888913 | Secondary seals and internal floating roofs on Tanks 250-1, 250-2, 250-3, 250-4, 266-1, and 266-2. | The following property is used 100% for pollution control to meet or exceed federal or state regulations: Secondary seals and internal floating roofs on Tanks 250-1, 250-2, 250-3, 250-4, 266-1, and 266-2. | 2024-10-29 | 6128000 | 100
27137 | T1 | HFOTCO LLC | HOUSTON TERMINAL | 16642 JACINTOPORT BLVD | HOUSTON | TX | 77015 | HARRIS | CN603316548 | RN100223445 | Fixed roofs on Tanks 10-1, 13-1, 13-2, 30-11, 30-12, 30-13, 30-14, 30-15, 30-16, 30-17, 30-18, 30-19, 38-1, 90-1, 90-2, 95-1, 95-2, 100-3, 100-4, 100-5, 100-6, 100-7, 100-8, 100-9, 100-10, 100-11, 100-12, 100-13, 100-14, 100-15, 100-16, 100-17, 100-18, 100-19, 100-20, 100-21, 100-22, 100-23, 100-24, and 100-25. | The following property is used 100% for pollution control to meet or exceed federal or state regulations: Fixed roofs on Tanks 10-1, 13-1, 13-2, 30-11, 30-12, 30-13, 30-14, 30-15, 30-16, 30-17, 30-18, 30-19, 38-1, 90-1, 90-2, 95-1, 95-2, 100-3, 100-4, 100-5, 100-6, 100-7, 100-8, 100-9, 100-10, 100-11, 100-12, 100-13, 100-14, 100-15, 100-16, 100-17, 100-18, 100-19, 100-20, 100-21, 100-22, 100-23, 100-24, and 100-25. | 2024-11-01 | 14585000 | 100
27138 | T1 | HFOTCO LLC | HOUSTON TERMINAL | 16642 JACINTOPORT BLVD | HOUSTON | TX | 77015 | HARRIS | CN603316548 | RN100223445 | Internal floating roofs on Tanks 250-9, 400-11, 400-12, 400-13, 400-1, 400-2, 400-3, 400-4, 400-5, 400-6, 400-7, 400-9, and 400-10. | The following property is used 100% for pollution control to meet or exceed federal or state regulations: Internal floating roofs on Tanks 250-9, 400-11, 400-12, 400-13, 400-1, 400-2, 400-3, 400-4, 400-5, 400-6, 400-7, 400-9, and 400-10. | 2024-10-22 | 20200000 | 100
27139 | T1 | HFOTCO LLC | HFOTCO TERMINAL | 0 JACINTOPORT BLVD | HARRIS | TX | 77015 | HARRIS | CN603316548 | RN111888913 | Fixed Roofs on tanksW30-1 W30-2W30-3 37-1 37-2 80-22 80-25 80-28 80-29 80-30 80-31 80-32 80-33 80-34 80-35 80-36 80-37 80-38 100-1 100-2 175-1 175-2 175-3 175-4 200-5 200-7 200-8200-9 220-1 325-1 325-2 used for evaporative control and reduce VOC emissions | NOD response not received | 2024-12-06 | 14970000 | 100
27140 | T1 | OASIS PIPELINE LP | COMFORT COMPRESSOR STATION | 515 FM 473 | COMFORT | TX | 78013 | KENDALL | CN605630490 | RN100220268 | Dry low emission systems on the two turbines Taurus 70 compressor packages is to reduce NOx emissions that exhausts out of the gas firedturbines. The amount of NOx produced depends on the combustion temperature. When the combustion takes place at a lower temperature the NOx emissions are reduced. | NOD response not received | 2024-12-03 | 3279977 | 100
27141 | T1 | OASIS PIPELINE LP | OZONA COMPRESSOR STATION | Latitude = 30.6, Longitude = -101.065 | Crockett County | TX | 76943 | CROCKETT | CN605630490 | RN100220193 | Dry low emission systems on the two turbines Taurus 70 compressor packages is to reduce NOx emissions that exhausts out of the gas fired turbines. The amount of NOx produced depends on the combustion temperature. When the combustion takes place at a lower temperature the NOx emissions are reduced. | NOD response not received | 2024-12-03 | 3407212 | 100
27142 | T1 | OASIS PIPELINE LP | JUNCTION COMPRESSOR STATION | Latitude = 30.386111, Longitude = -99.896944 | Kimble County | TX | 76849 | KIMBLE | CN605630490 | RN100220219 | Dry low emission systems on the two turbines Taurus 70 compressor packages is to reduce NOx emissions that exhausts out of the gas fired turbines. The amount of NOx produced depends on the combustion temperature. When the combustion takes place at a lower temperature the NOx emissions are reduced. | NOD response not received | 2024-12-03 | 3460101 | 100
27143 | T1 | LION ELASTOMERS ORANGE LLC | LION ELASTOMERS ORANGE | 5713 FM 1006 | ORANGE | TX | 77630 | ORANGE | CN605689207 | RN100224468 | Toluene recycler. | The following property is used 100% for pollution control and is installed to meet or exceed federal or state regulations: Toluene recycler. | 2024-09-25 | 83768 | 100
27144 | T1 | LION ELASTOMERS ORANGE LLC | LION ELASTOMERS ORANGE | 5713 FM 1006 | ORANGE | TX | 77630 | ORANGE | CN605689207 | RN100224468 | Flow meters for the south flare M-600-R. | The following property is used 100% for pollution control and is installed to meet or exceed federal or state regulations: Flow meters for the south flare M-600-R. | 2024-09-17 | 179491 | 100
27145 | T1 | LION ELASTOMERS ORANGE LLC | LION ELASTOMERS ORANGE | 5713 FM 1006 | ORANGE | TX | 77630 | ORANGE | CN605689207 | RN100224468 | Hydrocarbon gas analyzers to internal floating roof tanks DF-137 and DF-138. | The following property is used 100% for pollution control and is installed to meet or exceed federal or state regulations: Hydrocarbon gas analyzers to internal floating roof tanks DF-137 and DF-138. | 2024-09-25 | 85000 | 100
27146 | T1 | KETJEN LIMITED LIABILITY COMPANY | ALBEMARLE HOUSTON PLANT | 2500 N SOUTH ST | PASADENA | TX | 77503 | HARRIS | CN606211746 | RN100218247 | Mist eliminators on cooling tower T-B-0. | The following property is used 100% for pollution control and is installed to meet or exceed federal or state regulations: Mist eliminators on cooling tower T-B-0. | 2024-10-16 | 29607 | 100
27147 | T1 | KETJEN LIMITED LIABILITY COMPANY | ALBEMARLE HOUSTON PLANT | 2500 N SOUTH ST | PASADENA | TX | 77503 | HARRIS | CN606211746 | RN100218247 | Wastewater collection system, surface impoundments, sand beds, and monitoring equipment associated with the impoundments. | The following property is used 100% for pollution control and is installed to meet or exceed federal or state regulations: Wastewater collection system, surface impoundments, sand beds, and monitoring equipment associated with the impoundments. | 2024-10-16 | 66778 | 100
27148 | T1 | KETJEN LIMITED LIABILITY COMPANY | ALBEMARLE HOUSTON PLANT | 2500 N SOUTH ST | PASADENA | TX | 77503 | HARRIS | CN606211746 | RN100218247 | Strippers T-D-0 (EPN T-H-2) and T-A-8. | The following property is used 100% for pollution control and is installed to meet or exceed federal or state regulations: Strippers T-D-0 (EPN T-H-2) and T-A-8. | 2024-10-24 | 185568 | 100
27149 | T1 | KETJEN LIMITED LIABILITY COMPANY | ALBEMARLE HOUSTON PLANT | 2500 N SOUTH ST | PASADENA | TX | 77503 | HARRIS | CN606211746 | RN100218247 | Stormwater containment system around process units consisting of drain lines, sloping, paving, ditches, control gates, and monitoring equipment. | The following property is used 100% for pollution control and is installed to meet or exceed federal or state regulations: Stormwater containment system around process units consisting of drain lines, sloping, paving, ditches, control gates, and monitoring equipment. | 2024-10-16 | 880 | 100
27150 | T1 | KETJEN LIMITED LIABILITY COMPANY | ALBEMARLE HOUSTON PLANT | 2500 N SOUTH ST | PASADENA | TX | 77503 | HARRIS | CN606211746 | RN100218247 | Dust Collection systems are implemented throughout the facility to prevent particulate matter emissions from entering the atmosphere. Cyclone Dust Collectors are the most utilized technology at process units. Cyclone Dust Collectors divert some solids to be collected so that cleaner air is passing through a connected filter which collects any remaining particulate matter. | Application withdrawn | 2024-10-21 | 473882 | 100
27151 | T1 | KETJEN LIMITED LIABILITY COMPANY | ALBEMARLE HOUSTON PLANT | 2500 N SOUTH ST | PASADENA | TX | 77503 | HARRIS | CN606211746 | RN100218247 | Secondary containment including 6291 linear feet of trench drain structures, containing walls, concrete curbs, and diking. | The following property is used 100% for pollution control to meet or exceed federal or state regulations: Secondary containment including 6291 linear feet of trench drain structures, containing walls, concrete curbs, and diking. | 2024-10-31 | 3959573 | 100
27152 | T1 | KETJEN LIMITED LIABILITY COMPANY | ALBEMARLE HOUSTON PLANT | 2500 N SOUTH ST | PASADENA | TX | 77503 | HARRIS | CN606211746 | RN100218247 | Three continuous emission monitoring systems. | The following property is used 100% for pollution control to meet or exceed federal or state regulations: Three continuous emission monitoring systems. | 2024-10-31 | 1007758 | 100
27153 | T1 | KETJEN LIMITED LIABILITY COMPANY | ALBEMARLE HOUSTON PLANT | 2500 N SOUTH ST | PASADENA | TX | 77503 | HARRIS | CN606211746 | RN100218247 | The incremental cost difference of low-NOx burners versus similar burners without NOx controls for Boilers 5 and 6 and Furnace F-4502. | The following property is used 100% for pollution control to meet or exceed federal or state regulations: The incremental cost difference of low-NOx burners versus similar burners without NOx controls for Boilers 5 and 6 and Furnace F-4502. | 2024-12-11 | 204608 | 100
27154 | T1 | KETJEN LIMITED LIABILITY COMPANY | ALBEMARLE HOUSTON PLANT | 2500 N SOUTH ST | PASADENA | TX | 77503 | HARRIS | CN606211746 | RN100218247 | Ammonia scrubbers T-G-7, T-K-5, G-D-3, and G-D-4. | The following property is used 100% for pollution control to meet or exceed federal or state regulations: Ammonia scrubbers T-G-7, T-K-5, G-D-3, and G-D-4. | 2024-10-31 | 1502668 | 100
27155 | T1 | KETJEN LIMITED LIABILITY COMPANY | ALBEMARLE HOUSTON PLANT | 2500 N SOUTH ST | PASADENA | TX | 77503 | HARRIS | CN606211746 | RN100218247 | Carbon adsorption systems are in place to remove volatile organic compounds VOCs from vent streams throughout the production process sourced by boilers and furnaces. There are various components of these systems including carbon beds, piping, electrical, structural, and emissions monitoring instrumentation which are all necessary for the operation of these systems. All of the costs pertaining to the operation of these facilities are accounted for in the estimate. | Application withdrawn | 2024-10-17 | 1840391 | 100
27156 | T1 | KETJEN LIMITED LIABILITY COMPANY | ALBEMARLE HOUSTON PLANT | 2500 N SOUTH ST | PASADENA | TX | 77503 | HARRIS | CN606211746 | RN100218247 | 769,424 square feet of concrete and asphalt paved roads. | The following property is used 100% for pollution control to meet or exceed federal or state regulations: 769,424 square feet of concrete and asphalt paved roads. | 2024-12-11 | 771083 | 100
27157 | T1 | KETJEN LIMITED LIABILITY COMPANY | KETJEN | 13000 BAYPARK RD | PASADENA | TX | 77507 | HARRIS | CN606211746 | RN100211523 | Fugitive emission containment structure around the hydroprocessing catalyst HPC unit. | The following property is used 100% for pollution control to meet or exceed federal or state regulations: Fugitive emission containment structure around the hydroprocessing catalyst HPC unit. | 2024-10-31 | 37005 | 100
27158 | T1 | KETJEN LIMITED LIABILITY COMPANY | KETJEN | 13000 BAYPARK RD | PASADENA | TX | 77507 | HARRIS | CN606211746 | RN100211523 | Ultrafiltration property uses membranes and pressure to separate solids from process streams that will feed into wastewater streams. The Vespa unit and Fluid Catalytic Cracker FCC unit both use Fundabac separators with membranes to remove solids from wastewater streams and recycle them rather than have them enter the environment. | The following property is used 100% for pollution control to meet or exceed federal or state regulations: Ultra-filtration consisting of Fundabac separators with membranes in the Fluid Catalytic Cracker unit. | 2024-12-11 | 78758 | 100
27159 | T1 | KETJEN LIMITED LIABILITY COMPANY | KETJEN | 13000 BAYPARK RD | PASADENA | TX | 77507 | HARRIS | CN606211746 | RN100211523 | Repair to rubber lining on four double-walled tanks containing chloroauric acid. | The following property is used 100% for pollution control to meet or exceed federal or state regulations: Repair to rubber lining on four double-walled tanks containing chloroauric acid. | 2024-12-11 | 108182 | 100
27160 | T1 | KETJEN LIMITED LIABILITY COMPANY | KETJEN | 13000 BAYPARK RD | PASADENA | TX | 77507 | HARRIS | CN606211746 | RN100211523 | Thermal oxidizer for the in the Fluid Catalytic Cracker (FCC) and Hydroprocessing Catalyst (HPC) units. | The following property is used 100% for pollution control to meet or exceed federal or state regulations: Thermal oxidizer for the in the Fluid Catalytic Cracker (FCC) and Hydroprocessing Catalyst (HPC) units. | 2024-11-08 | 168360 | 100
27161 | T1 | KETJEN LIMITED LIABILITY COMPANY | KETJEN | 13000 BAYPARK RD | PASADENA | TX | 77507 | HARRIS | CN606211746 | RN100211523 | Mist eliminators on three cooling towers. | The following property is used 100% for pollution control to meet or exceed federal or state regulations: Mist eliminators on three cooling towers. | 2024-12-11 | 189335 | 100
27162 | T1 | KETJEN LIMITED LIABILITY COMPANY | KETJEN | 13000 BAYPARK RD | PASADENA | TX | 77507 | HARRIS | CN606211746 | RN100211523 | Continuous emissions monitoring system on burner systems in the Fluid Cracking Catalyst unit. | The following property is used 100% for pollution control to meet or exceed federal or state regulations: Continuous emissions monitoring system on burner systems in the Fluid Cracking Catalyst unit. | 2024-12-11 | 322442 | 100
27163 | T1 | KETJEN LIMITED LIABILITY COMPANY | KETJEN | 13000 BAYPARK RD | PASADENA | TX | 77507 | HARRIS | CN606211746 | RN100211523 | Secondary containment consisting of trench drain structures, containing walls, concrete curbs, and diking around process units. | The following property is used 100% for pollution control to meet or exceed federal or state regulations: Secondary containment consisting of trench drain structures, containing walls, concrete curbs, and diking around process units. | 2024-12-23 | 498688 | 100
27164 | T1 | KETJEN LIMITED LIABILITY COMPANY | KETJEN | 13000 BAYPARK RD | PASADENA | TX | 77507 | HARRIS | CN606211746 | RN100211523 | Stormwater controls including drain lines, sloping, paving, ditches, and control gates leading to a stormwater pond; and stormwater containment monitoring equipment. | The following property is used 100% for pollution control to meet or exceed federal or state regulations: Stormwater controls including drain lines, sloping, paving, ditches, and control gates leading to a stormwater pond; and stormwater containment monitoring equipment. | 2024-12-12 | 541665 | 100
27165 | T1 | KETJEN LIMITED LIABILITY COMPANY | KETJEN | 13000 BAYPARK RD | PASADENA | TX | 77507 | HARRIS | CN606211746 | RN100211523 | 426,909 square feet of concrete and asphalt paved roads. | The following property is used 100% for pollution control and is installed to meet or exceed federal or state regulations: 426,909 square feet of concrete and asphalt paved roads. | 2024-11-14 | 2205508 | 100
27166 | T1 | KETJEN LIMITED LIABILITY COMPANY | KETJEN | 13000 BAYPARK RD | PASADENA | TX | 77507 | HARRIS | CN606211746 | RN100211523 | Two wastewater decanters. | The following property is used 100% for pollution control to meet or exceed federal or state regulations: Two wastewater decanters. | 2024-12-12 | 678232 | 100
27167 | T1 | KETJEN LIMITED LIABILITY COMPANY | KETJEN | 13000 BAYPARK RD | PASADENA | TX | 77507 | HARRIS | CN606211746 | RN100211523 | Scrubber HPC-12B in the Hydroprocessing Catalyst units and associated piping and pumps. | The following property is used 100% for pollution control to meet or exceed federal or state regulations: Scrubber HPC-12B in the Hydroprocessing Catalyst units and associated piping and pumps. | 2024-12-12 | 2386071 | 100
27168 | T1 | KETJEN LIMITED LIABILITY COMPANY | KETJEN | 13000 BAYPARK RD | PASADENA | TX | 77507 | HARRIS | CN606211746 | RN100211523 | Wastewater impoundments consisting of concrete trenches, piping connections, and common sumps and wastewater monitoring equipment. | The following property is used 100% for pollution control to meet or exceed federal or state regulations: Wastewater impoundments consisting of concrete trenches, piping connections, and common sumps and wastewater monitoring equipment. | 2024-12-12 | 3286491 | 100
27169 | T1 | KETJEN LIMITED LIABILITY COMPANY | KETJEN | 13000 BAYPARK RD | PASADENA | TX | 77507 | HARRIS | CN606211746 | RN100211523 | Strippers VSP-4 and FCC-15. | The following property is used 100% for pollution control to meet or exceed federal or state regulations: Strippers VSP-4 and FCC-15. | 2024-12-12 | 3327151 | 100
27170 | T1 | KETJEN LIMITED LIABILITY COMPANY | KETJEN | 13000 BAYPARK RD | PASADENA | TX | 77507 | HARRIS | CN606211746 | RN100211523 | Equalization property uses settlers to separate solids from process streams that will feed into wastewater streams. The Vespa unit and Fluid Catalytic Cracker FCC unit both use a variety of Lamellas and Settlers to remove a variety of solids from wastewater streams and recycle them rather than have them enter the environment. | Application withdrawn | 2024-10-25 | 3464694 | 100
27171 | T1 | KETJEN LIMITED LIABILITY COMPANY | KETJEN | 13000 BAYPARK RD | PASADENA | TX | 77507 | HARRIS | CN606211746 | RN100211523 | Wastewater treatment facility for the ZSM-5 production system consisting of filters, filtrate sludge tanks, mixers, pumps, monitoring equipment, ammonia strippers, condensers, coolers, tanks, and analyzers. | The following property is used 100% for pollution control to meet or exceed federal or state regulations: Wastewater treatment facility for the ZSM-5 production system consisting of filters, filtrate sludge tanks, mixers, pumps, monitoring equipment, ammonia strippers, condensers, coolers, tanks, and analyzers. | 2024-12-12 | 19330210 | 100
27172 | T1 | KETJEN LIMITED LIABILITY COMPANY | KETJEN | 13000 BAYPARK RD | PASADENA | TX | 77507 | HARRIS | CN606211746 | RN100211523 | The facility employs dust collection systems to avert the release of particulate matter into the atmosphere. Baghouses, the most common technology used at process units, predominantly employ cloth filters for air filtration while simultaneously capturing solids. To enhance filter longevity and maintain air cleanliness, baghouses also incorporate dry cyclone separators, rerouting some solids for collection. Baghouses play a vital role in the Fluid Catalytic Cracker FCC, Vespa, and HPC units by gathering solid waste that would otherwise be released into the atmosphere. In TCEQ Air Quality Permit 21995, these units are designated as VSP-1, VSP-2, VSP-12, and VSP-13. Under TCEQ Air Quality Permit 2487, they are identified as HPC-3, HPC-18, HPC-23, HPC-32, HPC-33, HPC-34, HPC, 35, HPC-36, and HPC-48. Lastly, under TCEQ Air Quality Permit 9402, they are recognized as FCC-19, FCC-20, FCC-40, FCC-52, FCC-68, FCC-69, and FCC-70. | Application withdrawn | 2024-10-25 | 4305387 | 100
27173 | T1 | KETJEN LIMITED LIABILITY COMPANY | ALBEMARLE HOUSTON PLANT | 2500 N SOUTH ST | PASADENA | TX | 77503 | HARRIS | CN606211746 | RN100218247 | Two flares and stacks (G-D-0, G-D-1, and B-D-0). | The following property is used 100% for pollution control to meet or exceed federal or state regulations: Two flares and stacks (G-D-0, G-D-1, and B-D-0). | 2024-11-08 | 2102485 | 100
27174 | T1 | KETJEN LIMITED LIABILITY COMPANY | KETJEN | 13000 BAYPARK RD | PASADENA | TX | 77507 | HARRIS | CN606211746 | RN100211523 | Selective catalytic reduction systems including vent fans, instrumentation, and associated piping and electrical property for the Fluid Catalytic Cracker (FCC) Calciner. | The following property is used 100% for pollution control to meet or exceed federal or state regulations: Selective catalytic reduction systems including vent fans, instrumentation, and associated piping and electrical property for the Fluid Catalytic Cracker (FCC) Calciner. | 2024-11-08 | 5566629 | 100
27175 | T1 | US VENTURE INC | US ENERGY MELISSA TERMINAL | 4160 CR 1220 | MELISSA | TX | 75454 | COLLIN | CN604731646 | RN111032967 | The vapor recovery unit is used to control/reduce Volatile Organic Compound VOC emissions emitted from trucks loading at the terminal. | Application returned | 2024-12-06 | 811692 | 100
27176 | T1 | US VENTURE INC | US ENERGY MELISSA TERMINAL | 4160 CR 1220 | MELISSA | TX | 75454 | COLLIN | CN604731646 | RN111032967 | Vapor combustor unit. | The following property is used 100% for pollution control to meet or exceed federal or state regulations: Vapor combustor unit. | 2024-12-10 | 299856 | 100
27177 | T1 | US VENTURE INC | US ENEERGY MELISSA TERMINAL | 4160 CR 1220 | MELISSA | TX | 75454 | COLLIN | CN604731646 | RN111032967 | Secondary containment consisting of earthen dikes forming a basin around the tank areas, a drainage system, and concrete slabs for vapor recovery unit containment, and ethanol skid containment. | The following property is used 100% for pollution control to meet or exceed federal or state regulations: Secondary containment consisting of earthen dikes forming a basin around the tank areas, a drainage system, and concrete slabs for vapor recovery unit containment, and ethanol skid containment. | 2024-09-30 | 2265625 | 100
27178 | T1 | US VENTURE INC | US ENERGY MELISSA TERMINAL | 4160 CR 1220 | MELISSA | TX | 75454 | COLLIN | CN604731646 | RN111032967 | Internal floating roofs on Tanks 05-1, 28-1, 38-1, 50-1, 95-1, and 95-2. | The following property is used 100% for pollution control to meet or exceed federal or state regulations: Internal floating roofs on Tanks 05-1, 28-1, 38-1, 50-1, 95-1, and 95-2. | 2024-10-29 | 530727 | 100
27179 | T1 | HENSLEY INDUSTRIES INC | BAGHOUSE STACK FOUNDATION B-26 | 2108 JOE FIELD RD | DALLAS | TX | 75229 | DALLAS | CN600396493 | RN100689934 | Baghouse, ductwork, foundation, stack, and 4,600 square feet of land for ST-B26. | The following property is used 100% for pollution control to meet or exceed federal or state regulations: Baghouse, ductwork, foundation, stack, and 4,600 square feet of land for ST-B26. | 2024-07-03 | 1083995 | 100
27180 | T1 | CAMPBELL TRANSPORTATION COMPANY INC | CAMPBELL TRANSPORTATION MARKET STREET OPERATIONS | 16936 MARKET ST | CHANNELVIEW | TX | 77530 | HARRIS | CN606006237 | RN109642033 | The incremental cost difference between a single-hulled barge and a double-hulled barge for tank barges USCG numbers 1242310, 1242738, 1242739, 1242740, 1236365, 1236369, 1249240, 1249241, 1258581, 1258582, 1294084, 1294085, 1294086, 1294087, 1313703, 1313705, 1152280, 1152581. | The following property is used 100% for pollution control and is installed to meet or exceed federal or state regulations: The incremental cost difference between a single-hulled barge and a double-hulled barge for tank barges USCG numbers 1242310, 1242738, 1242739, 1242740, 1236365, 1236369, 1249240, 1249241, 1258581, 1258582, 1294084, 1294085, 1294086, 1294087, 1313703, 1313705, 1152280, 1152581. | 2024-10-07 | 17817359 | 100
27181 | T1 | CAMPBELL TRANSPORTATION COMPANY INC | CAMPBELL TRANSPORTATION MARKET STREET OPERATIONS | 16936 MARKET ST | CHANNELVIEW | TX | 77530 | HARRIS | CN606006237 | RN109642033 | Vapor control system including a vapor collection system, cargo gauging system, liquid over fill protection, vapor overpressure, vacuum protection, and pressure vacuum indicating device on barges USCG numbers 1242310, 1242738, 1242739, 1242740, 1236365, 1236369, 1249240, 1249241, 1258581, 1258582, 1294084, 1294085, 1294086, 1294087, 1313703, 1313705, 1152280, 1152581. | The following property is used 100% for pollution control and is installed to meet or exceed federal or state regulations: Vapor control system including a vapor collection system, cargo gauging system, liquid over fill protection, vapor overpressure, vacuum protection, and pressure vacuum indicating device on barges USCG numbers 1242310, 1242738, 1242739, 1242740, 1236365, 1236369, 1249240, 1249241, 1258581, 1258582, 1294084, 1294085, 1294086, 1294087, 1313703, 1313705, 1152280, 1152581. | 2024-10-07 | 42422284 | 100
27182 | T1 | MCCORMICK & COMPANY INCORPORATED | MCCORMICK FLAVOR DIVISION | 3300 CENTURY CIR | IRVING | TX | 75062 | DALLAS | CN603513060 | RN100569631 | Wastewater treatment facility consisting of dissolved air filtration and 8400 square feet of land the wastewater treatment facility occupies. | The following property is used 100% for pollution control to meet or exceed federal or state regulations: Wastewater treatment facility consisting of dissolved air filtration and 8400 square feet of land the wastewater treatment facility occupies. | 2024-10-30 | 11707983 | 100
27183 | T1 | GATX CORPORATION | HEARNE MAINTENANCE FACILITY | 1401 W BROWN ST | HEARNE | TX | 77859 | ROBERTSON | CN600983258 | RN102039575 | Dust collectors. | The following property is used 100% for pollution control to meet or exceed federal or state regulations: Dust collectors. | 2024-11-13 | 433964 | 100
27184 | T1 | GATX CORPORATION | HEARNE MAINTENANCE FACILITY | 1401 W BROWN ST | HEARNE | TX | 77859 | ROBERTSON | CN600983258 | RN102039575 | Vapor Technologies SST-20 Acid Scrubber and Vapor Technologies PPT-24 Acid Scrubber. | The following property is used 100% for pollution control to meet or exceed federal or state regulations: Vapor Technologies SST-20 Acid Scrubber and Vapor Technologies PPT-24 Acid Scrubber. | 2024-11-05 | 815231 | 100
27185 | T1 | GATX CORPORATION | HEARNE MAINTENANCE FACILITY | 1401 W BROWN ST | HEARNE | TX | 77859 | ROBERTSON | CN600983258 | RN102039575 | Solvent still. | The following property is used 100% for pollution control to meet or exceed federal or state regulations: Solvent still. | 2024-12-10 | 76287 | 100
27186 | T1 | GATX CORPORATION | HEARNE MAINTENANCE FACILITY | 1401 W BROWN ST | HEARNE | TX | 77859 | ROBERTSON | CN600983258 | RN102039575 | Blast cleaning system consisting of blast booth enclosure booths, compressors, dryers, vacuums, bucket elevators, blast pots, dust collectors bag house, and oscillating conveyors. | The following property is used 100% for pollution control to meet or exceed federal or state regulations: Blast cleaning system consisting of blast booth enclosure booths, compressors, dryers, vacuums, bucket elevators, blast pots, dust collectors bag house, and oscillating conveyors. | 2024-12-04 | 4749913 | 100
27187 | T1 | LONE STAR DAIRY PRODUCTS LLC | CANYON MILK PLANT | 401 HIGHWAY 60 | CANYON | TX | 79015 | RANDALL | CN605163849 | RN107486771 | Flare at EPN F1. | The following property is used 100% for pollution control to meet or exceed federal or state regulations: Flare at EPN F1. | 2024-12-05 | 300000 | 100
27188 | T1 | REMY JADE GENERATING LLC | REMY JADE II | 3511 DANEK RD | CROSBY | TX | 77532 | HARRIS | CN605940451 | RN112014485 | Remy Jade 2 project stormwater controls consisting of a detention pond, conveyance systems, and emergency overflow system. | The following property is used 100% for pollution control to meet or exceed federal or state regulations: Remy Jade 2 project stormwater controls consisting of a detention pond, conveyance systems, and emergency overflow system. | 2024-11-20 | 1148086 | 100
27189 | T1 | REMY JADE GENERATING LLC | REMY JADE II | 3511 DANEK RD | CROSBY | TX | 77532 | HARRIS | CN605940451 | RN112014485 | One continuous emission monitoring system to turbines CT-7 and CT-8. | The following property is used 100% for pollution control and is installed to meet or exceed federal or state regulations: One continuous emission monitoring system to turbines CT-7 and CT-8. | 2024-10-17 | 423987 | 100
27190 | T1 | REMY JADE GENERATING LLC | REMY JADE II | 3511 DANEK RD | CROSBY | TX | 77532 | HARRIS | CN605940451 | RN112014485 | Wastewater collection, treatment, and disposal system including a wastewater tank, oily water separator, pumps, and associated piping to turbines CT-7 and CT-8. | The following property is used 100% for pollution control and is installed to meet or exceed federal or state regulations: Wastewater collection, treatment, and disposal system including a wastewater tank, oily water separator, pumps, and associated piping to turbines CT-7 and CT-8. | 2024-10-30 | 277537 | 100
27191 | T1 | REMY JADE GENERATING LLC | REMY JADE II | 3511 DANEK RD | CROSBY | TX | 77532 | HARRIS | CN605940451 | RN112014485 | Two selective catalytic reduction systems with associated ammonia tank, piping, and pump and exhaust systems for CT-7 and CT-8. | The following property is used 100% for pollution control and is installed to meet or exceed federal or state regulations: Two selective catalytic reduction systems with associated ammonia tank, piping, and pump and exhaust systems for CT-7 and CT-8. | 2024-10-30 | 4602132 | 100
27192 | T1 | TECO GAS PROCESSING LLC | BULLDOG GAS PLANT | Latitude = 32.145852, Longitude = -94.26956 | Panola County | TX | 75633 | PANOLA | CN602689028 | RN106051337 | Thermal oxidizer. | The following property is used 100% for pollution control and is installed to meet or exceed federal or state regulations: Thermal oxidizer. | 2024-08-26 | 4018319 | 100
27193 | T1 | ENTERPRISE PRODUCTS OPERATING LLC | NACOGDOCHES AMINE & DEHYDRATION PLANT | Latitude = 31.487703, Longitude = -94.638261 | Nacogdoches County | TX | 75961 | NACOGDOCHES | CN603211277 | RN105948426 | Flare and flare KO pump. | The following property is used 100% for pollution control and is installed to meet or exceed federal or state regulations: Flare and flare KO pump. | 2024-08-29 | 242456 | 100
27194 | T1 | ENTERPRISE HYDROCARBONS LP | YOAKUM CRYOGENIC PLANT | Latitude = 29.3455, Longitude = -97.1091 | Lavaca County | TX | 77995 | LAVACA | CN602718553 | RN106059777 | Flare, flare KO drum, and flare KO drum pump. | The following property is used 100% for pollution control and is installed to meet or exceed federal or state regulations: Flare, flare KO drum, and flare KO drum pump. | 2024-08-29 | 1269024 | 100
27195 | T1 | ENTERPRISE PRODUCTS OPERATING LLC | MORGANS POINT COMPLEX | Latitude = 29.68139, Longitude = -95.015 | Harris County | TX | 77571 | HARRIS | CN603211277 | RN100210665 | Flare system including cold source flare (SE29.2017), hot source flare (SE29.2009), hot source flare KO drum (PV17.2018), cold source flare KO drum (PV17.2020), flare KO drum pumps (PM18.2018), and cold flare knockout drum heater (HT16.2017). | The following property is used 100% for pollution control and is installed to meet or exceed federal or state regulations: Flare system including cold source flare (SE29.2017), hot source flare (SE29.2009), hot source flare KO drum (PV17.2018), cold source flare KO drum (PV17.2020), flare KO drum pumps (PM18.2018), and cold flare knockout drum heater (HT16.2017). | 2024-09-09 | 10254760 | 100
27196 | T1 | ENTERPRISE MIDLAND BASIN MIDSTREAM LLC | TRIDENT GAS PLANT | FROM THE INT OF I-20 AND HWY 158 IN MIDLAND, GO SE APPROX. 13 MILES ON HWY 158, THEN GO S ON 1379 FOR APPROX. 5 MILES, THEN GO EAST APPROX. 2.5 MILES ON CR 230, AND THEN GO SOUTH INTO THE FACILITY | Glasscock County | TX | 79706 | GLASSCOCK | CN604937243 | RN110654027 | Flare system including flare stack (FS-1001), flare blower (BL-1003), flare KO drum pumps (PU-1021 and PU-1022), flare KO drum (VE-1024), acid gas flare (FS-1002), acid gas flare blower (BL-1004), acid gas flare KO drum (VE-1011), and acid gas flare KO drum pump (PU-1030). | The following property is used 100% for pollution control and is installed to meet or exceed federal or state regulations: Flare system including flare stack (FS-1001), flare blower (BL-1003), flare KO drum pumps (PU-1021 and PU-1022), flare KO drum (VE-1024), acid gas flare (FS-1002), acid gas flare blower (BL-1004), acid gas flare KO drum (VE-1011), and acid gas flare KO drum pump (PU-1030). | 2024-09-13 | 2010518 | 100
27197 | T1 | SAMSUNG AUSTIN SEMICONDUCTOR LLC | SAMSUNG AUSTIN SEMICONDUCTOR | 12100 SAMSUNG BLVD | AUSTIN | TX | 78754 | TRAVIS | CN602914442 | RN100518026 | Burn wet scrubber systems consisting of a thermal chamber and a wet scrubber system. | The following property is used 100% for pollution control and is installed to meet or exceed federal or state regulations: Burn wet scrubber systems consisting of a thermal chamber and a wet scrubber system. | 2024-10-30 | 59631411 | 100
27198 | T1 | ENTERPRISE PRODUCTS OPERATING LLC | MORGANS POINT COMPLEX | Latitude = 29.68139, Longitude = -95.015 | Harris County | TX | 77571 | HARRIS | CN603211277 | RN100210665 | Flare system including maintenance flare (SE29.008), maintenance flare KO drum (PV17.010), maintenance flare KO drum heater (HT16.009), and Dehy flare KO drum (PV17.030). | The following property is used 100% for pollution control and is installed to meet or exceed federal or state regulations: Flare system including maintenance flare (SE29.008), maintenance flare KO drum (PV17.010), maintenance flare KO drum heater (HT16.009), and Dehy flare KO drum (PV17.030). | 2024-09-12 | 598063 | 100
27199 | T1 | ENTERPRISE PRODUCTS OPERATING LLC | MENTONE GAS PLANT | Latitude = 31.774664, Longitude = -103.622331 | Loving County | TX | 79754 | LOVING | CN603211277 | RN110484607 | Train 2 thermal oxidizer (DF-2001), Train 3 thermal oxidizer (DF-3001), associated KO drums (VE-2035 and VE-3035), associated KO drum pumps (PU-2024 and PU-3024), and associated combustion blowers (BL-2001, BL-2002, BL-3001, and BL-3002). | The following property is used 100% for pollution control and is installed to meet or exceed federal or state regulations: Train 2 thermal oxidizer (DF-2001), Train 3 thermal oxidizer (DF-3001), associated KO drums (VE-2035 and VE-3035), associated KO drum pumps (PU-2024 and PU-3024), and associated combustion blowers (BL-2001, BL-2002, BL-3001, and BL-3002). | 2024-09-13 | 15000000 | 100
27200 | T1 | ENTERPRISE MIDLAND BASIN MIDSTREAM LLC | TAYLOR GAS PLANT | Latitude = 31.845394, Longitude = -101.775884 | Glasscock County | TX | 79706 | GLASSCOCK | CN604937243 | RN110371002 | Flare system including train 1 flare (FL-5890), flare blower (BL-5890), flare KO drum pumps (P-5895 and P-5896), flare KO drum (V-5891), acid gas flare (FL-6000), acid gas flare KO drum (V-6010), and acid gas flare KO drum pump (P-6005), train 2 flare (FL-25890), flare KO drum (V-25891), and flare KO drum pump (P-25895). | The following property is used 100% for pollution control to meet or exceed federal or state regulations: Flare system including train 1 flare (FL-5890), flare blower (BL-5890), flare KO drum pumps (P-5895 and P-5896), flare KO drum (V-5891), acid gas flare (FL-6000), acid gas flare KO drum (V-6010), and acid gas flare KO drum pump (P-6005), train 2 flare (FL-25890), flare KO drum (V-25891), and flare KO drum pump (P-25895). | 2024-09-23 | 2400000 | 100
27201 | T1 | ENTERPRISE PRODUCTS OPERATING LLC | ORLA GAS PLANT | Latitude = 31.808742, Longitude = -103.902417 | Reeves County | TX | 79770 | REEVES | CN603211277 | RN109447722 | Thermal oxidizers for Trains 1, 2, and 3 consisting of thermal oxidizers DF-1001, DR-2001, and DF-3001; thermal oxidizer KO drums VE-1035, VE-2035, and VE-3035; and thermal oxidizer KO drum pumps PU-1024, PU-2024, and PU-3024. | The following property is used 100% for pollution control and is installed to meet or exceed federal or state regulations: Thermal oxidizers for Trains 1, 2, and 3 consisting of thermal oxidizers DF-1001, DR-2001, and DF-3001; thermal oxidizer KO drums VE-1035, VE-2035, and VE-3035; and thermal oxidizer KO drum pumps PU-1024, PU-2024, and PU-3024. | 2024-10-03 | 12000000 | 100
27202 | T1 | ENTERPRISE PRODUCTS OPERATING LLC | ORLA GAS PLANT | Latitude = 31.808742, Longitude = -103.902417 | Reeves County | TX | 79770 | REEVES | CN603211277 | RN109447722 | Flare consisting of FS-1001, flare KO drum VE-1034, and flare KO drum pumps PU-1022 and PU-1023. | The following property is used 100% for pollution control and is installed to meet or exceed federal or state regulations: Flare consisting of FS-1001, flare KO drum VE-1034, and flare KO drum pumps PU-1022 and PU-1023. | 2024-09-30 | 4000000 | 100
27203 | T1 | ENTERPRISE MIDLAND BASIN MIDSTREAM LLC | NEWBERRY GAS PLANT | FROM THE INT OF I-20 AND HWY 158 IN MIDLAND, GO SE APPROX. 13 MILES ON HWY 158, THEN GO S ON 1379 FOR APPROX. 5 MILES, THEN GO EAST APPROX. 1.5 MILES ON CR 230, AND THEN GO SOUTH INTO THE FACILITY. | Midland County | TX | 79706 | MIDLAND | CN604937243 | RN109272526 | Two flare and two acid gas flare systems to Trains 1 and 2 consisting of T1 main flare Z-707, KO drum V-710, KO drum pumps P-711A and P-711B, T1 acid gas flare Z-712, KO drum V-705, KO drum pumps P-706A and P-706B, T2 main flare Z-7070, KO drum V-7100, KO drum pumps P-7110A and P-7110B, acid gas flare Z-7120, KO drum V-7060, and KO drum pumps P-7060A and P-7060B. | The following property is used 100% for pollution control and is installed to meet or exceed federal or state regulations: Two flare and two acid gas flare systems to Trains 1 and 2 consisting of T1 main flare Z-707, KO drum V-710, KO drum pumps P-711A and P-711B, T1 acid gas flare Z-712, KO drum V-705, KO drum pumps P-706A and P-706B, T2 main flare Z-7070, KO drum V-7100, KO drum pumps P-7110A and P-7110B, acid gas flare Z-7120, KO drum V-7060, and KO drum pumps P-7060A and P-7060B. | 2024-10-03 | 1800000 | 100
27204 | T1 | ENTERPRISE PRODUCTS OPERATING LLC | ENTERPRISE EAST | 316 S MAIN ST | MONT BELVIEU | TX | 77520 | CHAMBERS | CN603211277 | RN102984911 | Ethylene dehydration unit cold flare system consisting of cold flare SK29.006, flare blower CM12.012, cold flare KO drum PV17.034, and cold flare KO drum heater HT16.014. | The following property is used 100% for pollution control and is installed to meet or exceed federal or state regulations: Ethylene dehydration unit cold flare system consisting of cold flare SK29.006, flare blower CM12.012, cold flare KO drum PV17.034, and cold flare KO drum heater HT16.014. | 2024-10-04 | 10084728 | 100
27205 | T1 | ENTERPRISE MIDLAND BASIN MIDSTREAM LLC | TRIDENT GAS PLANT | FROM THE INT OF I-20 AND HWY 158 IN MIDLAND, GO SE APPROX. 13 MILES ON HWY 158, THEN GO S ON 1379 FOR APPROX. 5 MILES, THEN GO EAST APPROX. 2.5 MILES ON CR 230, AND THEN GO SOUTH INTO THE FACILITY | Glasscock County | TX | 79706 | GLASSCOCK | CN604937243 | RN110654027 | Flare system, TEG flare system, and a truck loading flare consisting of flare FL-5890, flare assist blowers BL-5890 and BL-5890A, flare KO drum V-5891, flare KO drum pumps P-5895 and P-5896, acid gas flare FL-6000, acid gas KO drum V-6010, acid gas KO drum pump P-6005, and truck loading combustor FL-5820. | The following property is used 100% for pollution control and is installed to meet or exceed federal or state regulations: Flare system, TEG flare system, and a truck loading flare consisting of flare FL-5890, flare assist blowers BL-5890 and BL-5890A, flare KO drum V-5891, flare KO drum pumps P-5895 and P-5896, acid gas flare FL-6000, acid gas KO drum V-6010, acid gas KO drum pump P-6005, and truck loading combustor FL-5820. | 2024-09-30 | 1200000 | 100
27206 | T1 | FASKEN OIL AND RANCH LTD | MARK MERRITT TRAIN 2 POLLUTION CONTROL EQUIPMENT | Latitude = 32.176657, Longitude = -102.267222 | Midland County | TX | 79707 | MIDLAND | CN601051303 | RN107023103 | The pollution control property included in this application are as follows Amine Package, Acid Gas Knockout, Acid Gas Knockout Pump, Vapor Combustor, Flare System, Flare Knockout Pump, Vapor Recovery Unit, BTEX TEG Condenser, LEL Detectors, Concrete Containment, Spray in Containment, Tanks for Collecting Waste, Separators, and Associated Piping for Interconnection. Amine Package, Amine treating plants remove CO2 carbon dioxide and H2S hydrogen sulfide from natural gas. Sour gas enters the contactor tower and rises through the descending amine. Purified gas flows from the top of the tower. The amine solution is now Rich and carrying absorbed acid gases. The Lean amine and Rich amine flow through the heat exchanger, heating the Rich amine. Rich amine is then heated in the regeneration still column by heat supplied from the reboiler. The steam rising through the still liberates H2S and CO2, regenerating the amine. Steam and acid gases separated from the rich amine are condensed and cooled. The condensed water is separated in the reflux accumulator and returned to the still. Hot, regenerated, lean amine is cooled in a solvent aerial cooler and circulated to the contactor tower. BTEX TEG Condenser, The BTEX Condenser Unit is part of the natural gas dehydration unit. The unit condenses four harmful vapors into liquid and disposes of them Benzene, Toluene, Ethylbenzene and Xylene. A BTEX Condenser Unit captures and cools steam. Steam is water vapor that is boiled out of water-saturated glycol that is used in the dehydration process. This steam used to come out from the sill column into the atmosphere. There is airflow over the cooling fins. Airflow cools and condenses steam into a liquid, which drops into a two-phase separator. A pump then moves the liquid into a storage tank for disposal. The non-condensable gases are piped to the reboiler. Acid Gas Knockout , The knock out drum separates the liquid components from the gas, particularly acid gas which contains high levels of H2S and CO2., by allowing the liquids to fall out before further processing or flaring acting as a liquid-gas separator to remove contaminants from the gas stream. Acid Gas Knockout Pump, The acid gas knockout pumps are used to move the liquids through the system for elimination. Flare System, The flare system is to prevent the release of waste products such as methane, volatile organic compounds, sulfur-related compounds, into the atmosphere. The flare system burns off excess hydrocarbon gases which cannot otherwise be used. Flares burn them off in a safe manner. The flare system is a network of pipes and specialized equipment designed to safely combust and dispose of excess or unwanted gas released from the plant during operations, by directing it to a vertical flare stack where it is burned off. Flare Knockout Pump, The flare knockout pump is used to pump fluid through a flare system to burn it as waste. The flare knockout pump is part of a flare knockout drum, which is a key component of a flare system. Vapor Recovery Units, The vapor recovery units VRUs are used to capture methane emissions from tanks and a variety of other low pressure vented gas sources found across plant operations, including dehydrators. Vapor Combustor, The natural gas vapor combustor burns off vapors from the storage tanks. It combusts them in an enclosed chamber, destroying VOCs and preventing their release into the atmosphere. It captures and burns off excess vapors that would otherwise be released into the environment. LEL Detectors, The LEL Detectors detect dangerous levels of combustible gas or solvent vapor in the air, expressed in percent Lower Explosive Limit, or LEL. Concrete containments surround much of the equipment hot oil pumps, stabilizer NGL pumps, lean amine pumps, residue inlet compressors, propane compressors, flare knockout pumps, and expander compressors. There is secondary spray in containment for the tanks. | NOD response not received | 2024-12-17 | 14250000 | 100
27207 | T1 | ENTERPRISE PRODUCTS OPERATING LLC | ENTERPRISE MONT BELVIEU COMPLEX | 10207 FM 1942 RD | MONT BELVIEU | TX | 77521 | CHAMBERS | CN603211277 | RN102323268 | Synthetic liners, berms, leak detection systems, and leachate collection system on ponds 3, 4, 5, 6, and 7. | The following property is used 100% for pollution control to meet or exceed federal or state regulations: Synthetic liners, berms, leak detection systems, and leachate collection system on ponds 3, 4, 5, 6, and 7. | 2025-02-11 | 40000000 | 100
27208 | T1 | SOUTH BOW USA LP | SOUTH BOW PIPELINE SEGMENT IN FANNIN | SOUTH BOW PIPELINE SEGMENT IN FANNIN | Fannin County | TX | 75418 | FANNIN | CN606317154 | RN112068119 | Sedimentation and erosion controls consisting of slope breakers, silt fences, sedimentation barriers, staked hay or straw bales, matting, and diking. | The following property is used 100% for pollution control and is installed to meet or exceed federal or state regulations: Sedimentation and erosion controls consisting of slope breakers, silt fences, sedimentation barriers, staked hay or straw bales, matting, and diking. | 2024-10-25 | 2877099 | 100
27209 | T1 | SOUTH BOW USA LP | SOUTH BOW CITGO LATERAL IN HARDIN | SOUTH BOW CITGO LATERAL IN HARDIN | Hardin County | TX | 77625 | HARDIN | CN606317154 | RN112068697 | Sedimentation and erosion controls consisting of slope breakers, silt fences, sedimentation barriers, staked hay or straw bales, matting, and diking. | The following property is used 100% for pollution control and is installed to meet or exceed federal or state regulations: Sedimentation and erosion controls consisting of slope breakers, silt fences, sedimentation barriers, staked hay or straw bales, matting, and diking. | 2024-10-25 | 981718 | 100
27210 | T1 | SOUTH BOW USA LP | SOUTH BOW HOUSTON LATERAL IN HARRIS | SOUTH BOW HOUSTON LATERAL IN HARRIS | Harris County | TX | 77001 | HARRIS | CN606317154 | RN112068705 | Sedimentation and erosion controls consisting of slope breakers, silt fences, sedimentation barriers, staked hay or straw bales, matting, and diking. | The following property is used 100% for pollution control and is installed to meet or exceed federal or state regulations: Sedimentation and erosion controls consisting of slope breakers, silt fences, sedimentation barriers, staked hay or straw bales, matting, and diking. | 2024-10-25 | 11127364 | 100
27211 | T1 | SOUTH BOW USA LP | SOUTH BOW HOUSTON LATERAL IN CHAMBERS | SOUTH BOW HOUSTON LATERAL IN CHAMBERS | Chambers County | TX | 77514 | CHAMBERS | CN606317154 | RN112068713 | Sedimentation and erosion controls consisting of slope breakers, silt fences, sedimentation barriers, staked hay or straw bales, matting, and diking. | The following property is used 100% for pollution control and is installed to meet or exceed federal or state regulations: Sedimentation and erosion controls consisting of slope breakers, silt fences, sedimentation barriers, staked hay or straw bales, matting, and diking. | 2024-10-25 | 751032 | 100
27212 | T1 | SOUTH BOW USA LP | SOUTH BOW HOUSTON LATERAL IN LIBERTY | SOUTH BOW HOUSTON LATERAL IN LIBERTY | Liberty County | TX | 77575 | LIBERTY | CN606317154 | RN112068721 | Sedimentation and erosion controls consisting of slope breakers, silt fences, sedimentation barriers, staked hay or straw bales, matting, and diking. | The following property is used 100% for pollution control and is installed to meet or exceed federal or state regulations: Sedimentation and erosion controls consisting of slope breakers, silt fences, sedimentation barriers, staked hay or straw bales, matting, and diking. | 2024-10-25 | 29834112 | 100
27213 | T1 | SOUTH BOW USA LP | SOUTH BOW PIPELINE SEGMENT IN JEFFERSON | SOUTH BOW PIPELINE SEGMENT IN JEFFERSON | Jefferson County | TX | 77701 | JEFFERSON | CN606317154 | RN112068739 | Sedimentation and erosion controls consisting of slope breakers, silt fences, sedimentation barriers, staked hay or straw bales, matting, and diking. | The following property is used 100% for pollution control and is installed to meet or exceed federal or state regulations: Sedimentation and erosion controls consisting of slope breakers, silt fences, sedimentation barriers, staked hay or straw bales, matting, and diking. | 2024-10-25 | 14529803 | 100
27214 | T1 | SOUTH BOW USA LP | SOUTH BOW PIPELINE SEGMENT IN HARDIN | SOUTH BOW PIPELINE SEGMENT IN HARDIN | Hardin County | TX | 77625 | HARDIN | CN606317154 | RN112068747 | Sedimentation and erosion controls consisting of slope breakers, silt fences, sedimentation barriers, staked hay or straw bales, matting, and diking. | The following property is used 100% for pollution control and is installed to meet or exceed federal or state regulations: Sedimentation and erosion controls consisting of slope breakers, silt fences, sedimentation barriers, staked hay or straw bales, matting, and diking. | 2024-10-25 | 5276185 | 100
27215 | T1 | SOUTH BOW USA LP | SOUTH BOW PIPELINE SEGMENT IN LIBERTY | SOUTH BOW PIPELINE SEGMENT IN LIBERTY | Liberty County | TX | 77575 | LIBERTY | CN606317154 | RN112068754 | Sedimentation and erosion controls consisting of slope breakers, silt fences, sedimentation barriers, staked hay or straw bales, matting, and diking. | The following property is used 100% for pollution control and is installed to meet or exceed federal or state regulations: Sedimentation and erosion controls consisting of slope breakers, silt fences, sedimentation barriers, staked hay or straw bales, matting, and diking. | 2024-10-25 | 11034894 | 100
27216 | T1 | SOUTH BOW USA LP | SOUTH BOW PIPELINE SEGMENT IN POLK | SOUTH BOW PIPELINE SEGMENT IN POLK | Polk County | TX | 77351 | POLK | CN606317154 | RN112068762 | Sedimentation and erosion controls consisting of slope breakers, silt fences, sedimentation barriers, staked hay or straw bales, matting, and diking. | The following property is used 100% for pollution control and is installed to meet or exceed federal or state regulations: Sedimentation and erosion controls consisting of slope breakers, silt fences, sedimentation barriers, staked hay or straw bales, matting, and diking. | 2024-10-25 | 21271596 | 100
27217 | T1 | SOUTH BOW USA LP | SOUTH BOW PIPELINE SEGMENT IN ANGELINA | SOUTH BOW PIPELINE SEGMENT IN ANGELINA | Angelina County | TX | 75901 | ANGELINA | CN606317154 | RN112068770 | Sedimentation and erosion controls consisting of slope breakers, silt fences, sedimentation barriers, staked hay or straw bales, matting, and diking. | The following property is used 100% for pollution control and is installed to meet or exceed federal or state regulations: Sedimentation and erosion controls consisting of slope breakers, silt fences, sedimentation barriers, staked hay or straw bales, matting, and diking. | 2024-10-25 | 12387762 | 100
27218 | T1 | SOUTH BOW USA LP | SOUTH BOW PIPELINE SEGMENT IN NACOGDOCHES | SOUTH BOW PIPELINE SEGMENT IN NACOGDOCHES | Nacogdoches County | TX | 75961 | NACOGDOCHES | CN606317154 | RN112068788 | Sedimentation and erosion controls consisting of slope breakers, silt fences, sedimentation barriers, staked hay or straw bales, matting, and diking. | The following property is used 100% for pollution control and is installed to meet or exceed federal or state regulations: Sedimentation and erosion controls consisting of slope breakers, silt fences, sedimentation barriers, staked hay or straw bales, matting, and diking. | 2024-10-25 | 8802662 | 100
27219 | T1 | SOUTH BOW USA LP | SOUTH BOW PIPELINE SEGMENT IN RUSK | SOUTH BOW PIPELINE SEGMENT IN RUSK | Rusk County | TX | 75652 | RUSK | CN606317154 | RN112068796 | Sedimentation and erosion controls consisting of slope breakers, silt fences, sedimentation barriers, staked hay or straw bales, matting, and diking. | The following property is used 100% for pollution control and is installed to meet or exceed federal or state regulations: Sedimentation and erosion controls consisting of slope breakers, silt fences, sedimentation barriers, staked hay or straw bales, matting, and diking. | 2024-10-25 | 6200645 | 100
27220 | T1 | SOUTH BOW USA LP | SOUTH BOW PIPELINE SEGMENT IN CHEROKEE | SOUTH BOW PIPELINE SEGMENT IN CHEROKEE | Cherokee County | TX | 75785 | CHEROKEE | CN606317154 | RN112068804 | Sedimentation and erosion controls consisting of slope breakers, silt fences, sedimentation barriers, staked hay or straw bales, matting, and diking. | The following property is used 100% for pollution control and is installed to meet or exceed federal or state regulations: Sedimentation and erosion controls consisting of slope breakers, silt fences, sedimentation barriers, staked hay or straw bales, matting, and diking. | 2024-10-25 | 6439652 | 100
27221 | T1 | SOUTH BOW USA LP | SOUTH BOW PIPELINE SEGMENT IN SMITH | SOUTH BOW PIPELINE SEGMENT IN SMITH | Smith County | TX | 75701 | SMITH | CN606317154 | RN112068812 | Sedimentation and erosion controls consisting of slope breakers, silt fences, sedimentation barriers, staked hay or straw bales, matting, and diking. | The following property is used 100% for pollution control and is installed to meet or exceed federal or state regulations: Sedimentation and erosion controls consisting of slope breakers, silt fences, sedimentation barriers, staked hay or straw bales, matting, and diking. | 2024-10-25 | 13452018 | 100
27222 | T1 | SOUTH BOW USA LP | SOUTH BOW PIPELINE SEGMENT IN UPSHUR | SOUTH BOW PIPELINE SEGMENT IN UPSHUR | Upshur County | TX | 75644 | UPSHUR | CN606317154 | RN112068820 | Sedimentation and erosion controls consisting of slope breakers, silt fences, sedimentation barriers, staked hay or straw bales, matting, and diking. | The following property is used 100% for pollution control and is installed to meet or exceed federal or state regulations: Sedimentation and erosion controls consisting of slope breakers, silt fences, sedimentation barriers, staked hay or straw bales, matting, and diking. | 2024-10-25 | 2732794 | 100
27223 | T1 | SOUTH BOW USA LP | SOUTH BOW PIPELINE SEGMENT IN WOOD | SOUTH BOW PIPELINE SEGMENT IN WOOD | Wood County | TX | 75783 | WOOD | CN606317154 | RN112068838 | Sedimentation and erosion controls consisting of slope breakers, silt fences, sedimentation barriers, staked hay or straw bales, matting, and diking. | The following property is used 100% for pollution control and is installed to meet or exceed federal or state regulations: Sedimentation and erosion controls consisting of slope breakers, silt fences, sedimentation barriers, staked hay or straw bales, matting, and diking. | 2024-10-25 | 11007837 | 100
27224 | T1 | SOUTH BOW USA LP | SOUTH BOW PIPELINE SEGMENT IN FRANKLIN | SOUTH BOW PIPELINE SEGMENT IN FRANKLIN | Franklin County | TX | 75457 | FRANKLIN | CN606317154 | RN112068846 | Sedimentation and erosion controls consisting of slope breakers, silt fences, sedimentation barriers, staked hay or straw bales, matting, and diking. | The following property is used 100% for pollution control and is installed to meet or exceed federal or state regulations: Sedimentation and erosion controls consisting of slope breakers, silt fences, sedimentation barriers, staked hay or straw bales, matting, and diking. | 2024-10-25 | 4811701 | 100
27225 | T1 | SOUTH BOW USA LP | SOUTH BOW PIPELINE SEGMENT IN HOPKINS | SOUTH BOW PIPELINE SEGMENT IN HOPKINS | Hopkins County | TX | 75482 | HOPKINS | CN606317154 | RN112068853 | Sedimentation and erosion controls consisting of slope breakers, silt fences, sedimentation barriers, staked hay or straw bales, matting, and diking. | The following property is used 100% for pollution control and is installed to meet or exceed federal or state regulations: Sedimentation and erosion controls consisting of slope breakers, silt fences, sedimentation barriers, staked hay or straw bales, matting, and diking. | 2024-10-25 | 9415962 | 100
27226 | T1 | SOUTH BOW USA LP | SOUTH BOW PIPELINE SEGMENT IN DELTA | SOUTH BOW PIPELINE SEGMENT IN DELTA | Delta County | TX | 75432 | DELTA | CN606317154 | RN112068861 | Sedimentation and erosion controls consisting of slope breakers, silt fences, sedimentation barriers, staked hay or straw bales, matting, and diking. | The following property is used 100% for pollution control and is installed to meet or exceed federal or state regulations: Sedimentation and erosion controls consisting of slope breakers, silt fences, sedimentation barriers, staked hay or straw bales, matting, and diking. | 2024-10-25 | 5028160 | 100
27227 | T1 | SOUTH BOW USA LP | SOUTH BOW PIPELINE SEGMENT IN LAMAR | SOUTH BOW PIPELINE SEGMENT IN LAMAR | Lamar County | TX | 75460 | LAMAR | CN606317154 | RN112068879 | Sedimentation and erosion controls consisting of slope breakers, silt fences, sedimentation barriers, staked hay or straw bales, matting, and diking. | The following property is used 100% for pollution control and is installed to meet or exceed federal or state regulations: Sedimentation and erosion controls consisting of slope breakers, silt fences, sedimentation barriers, staked hay or straw bales, matting, and diking. | 2024-10-25 | 12852247 | 100
27228 | T1 | SOUTH BOW USA LP | SOUTH BOW CITGO LATERAL IN HARDIN | SOUTH BOW CITGO LATERAL IN HARDIN | Hardin County | TX | 77625 | HARDIN | CN606317154 | RN112068697 | Pipeline coatings and cathodic protection on the South Bow CITGO Lateral pipeline. | The following property is used 100% for pollution control to meet or exceed federal or state regulations: Pipeline coatings and cathodic protection on the South Bow CITGO Lateral pipeline. | 2024-11-21 | 338828 | 100
27229 | T1 | SOUTH BOW USA LP | SOUTH BOW HOUSTON LATERAL IN HARRIS | SOUTH BOW HOUSTON LATERAL IN HARRIS | Harris County | TX | 77001 | HARRIS | CN606317154 | RN112068705 | Pipeline coatings and cathodic protection on the South Bow Houston Lateral pipeline. | The following property is used 100% for pollution control to meet or exceed federal or state regulations: Pipeline coatings and cathodic protection on the South Bow Houston Lateral pipeline. | 2024-11-21 | 1279412 | 100
27230 | T1 | SOUTH BOW USA LP | SOUTH BOW HOUSTON LATERAL IN CHAMBERS | SOUTH BOW HOUSTON LATERAL IN CHAMBERS | Chambers County | TX | 77514 | CHAMBERS | CN606317154 | RN112068713 | Pipeline coatings and cathodic protection on the South Bow Houston Lateral pipeline. | The following property is used 100% for pollution control to meet or exceed federal or state regulations: Pipeline coatings and cathodic protection on the South Bow Houston Lateral pipeline. | 2024-11-21 | 86353 | 100
27231 | T1 | SOUTH BOW USA LP | SOUTH BOW HOUSTON LATERAL IN LIBERTY | SOUTH BOW HOUSTON LATERAL IN LIBERTY | Liberty County | TX | 77575 | LIBERTY | CN606317154 | RN112068721 | Pipeline coatings and cathodic protection on the South Bow Houston Lateral pipeline. | The following property is used 100% for pollution control to meet or exceed federal or state regulations: Pipeline coatings and cathodic protection on the South Bow Houston Lateral pipeline. | 2024-11-21 | 3430294 | 100
27232 | T1 | SOUTH BOW USA LP | SOUTH BOW PIPELINE SEGMENT IN JEFFERSON | SOUTH BOW PIPELINE SEGMENT IN JEFFERSON | Jefferson County | TX | 77701 | JEFFERSON | CN606317154 | RN112068739 | Pipeline coatings and cathodic protection on the South Bow pipeline. | The following property is used 100% for pollution control to meet or exceed federal or state regulations: Pipeline coatings and cathodic protection on the South Bow pipeline. | 2024-12-05 | 2349659 | 100
27233 | T1 | SOUTH BOW USA LP | SOUTH BOW PIPELINE SEGMENT IN HARDIN | SOUTH BOW PIPELINE SEGMENT IN HARDIN | Hardin County | TX | 77625 | HARDIN | CN606317154 | RN112068747 | Pipeline coatings and cathodic protection on the South Bow pipeline. | The following property is used 100% for pollution control to meet or exceed federal or state regulations: Pipeline coatings and cathodic protection on the South Bow pipeline. | 2024-12-05 | 853228 | 100
27234 | T1 | SOUTH BOW USA LP | SOUTH BOW PIPELINE SEGMENT IN LIBERTY | SOUTH BOW PIPELINE SEGMENT IN LIBERTY | Liberty County | TX | 77575 | LIBERTY | CN606317154 | RN112068754 | Pipeline coatings and cathodic protection on the South Bow pipeline. | The following property is used 100% for pollution control to meet or exceed federal or state regulations: Pipeline coatings and cathodic protection on the South Bow pipeline. | 2024-12-05 | 1784486 | 100
27235 | T1 | SOUTH BOW USA LP | SOUTH BOW PIPELINE SEGMENT IN POLK | SOUTH BOW PIPELINE SEGMENT IN POLK | Polk County | TX | 77351 | POLK | CN606317154 | RN112068762 | Pipeline coatings and cathodic protection on the South Bow pipeline. | The following property is used 100% for pollution control to meet or exceed federal or state regulations: Pipeline coatings and cathodic protection on the South Bow pipeline. | 2024-12-05 | 3439895 | 100
27236 | T1 | SOUTH BOW USA LP | SOUTH BOW PIPELINE SEGMENT IN ANGELINA | SOUTH BOW PIPELINE SEGMENT IN ANGELINA | Angelina County | TX | 75901 | ANGELINA | CN606317154 | RN112068770 | Pipeline coatings and cathodic protection on the South Bow pipeline. | The following property is used 100% for pollution control to meet or exceed federal or state regulations: Pipeline coatings and cathodic protection on the South Bow pipeline. | 2024-12-06 | 2003263 | 100
27237 | T1 | SOUTH BOW USA LP | SOUTH BOW PIPELINE SEGMENT IN NACOGDOCHES | SOUTH BOW PIPELINE SEGMENT IN NACOGDOCHES | Nacogdoches County | TX | 75961 | NACOGDOCHES | CN606317154 | RN112068788 | Pipeline coatings and cathodic protection on the South Bow pipeline. | The following property is used 100% for pollution control to meet or exceed federal or state regulations: Pipeline coatings and cathodic protection on the South Bow pipeline. | 2024-12-06 | 1423505 | 100
27238 | T1 | SOUTH BOW USA LP | SOUTH BOW PIPELINE SEGMENT IN RUSK | SOUTH BOW PIPELINE SEGMENT IN RUSK | Rusk County | TX | 75652 | RUSK | CN606317154 | RN112068796 | Pipeline coatings and cathodic protection on the South Bow pipeline | The following property is used 100% for pollution control to meet or exceed federal or state regulations: Pipeline coatings and cathodic protection on the South Bow pipeline | 2024-12-06 | 1002725 | 100
27239 | T1 | SOUTH BOW USA LP | SOUTH BOW PIPELINE SEGMENT IN CHEROKEE | SOUTH BOW PIPELINE SEGMENT IN CHEROKEE | Cherokee County | TX | 75785 | CHEROKEE | CN606317154 | RN112068804 | Pipeline coatings and cathodic protection on the South Bow pipeline. | The following property is used 100% for pollution control to meet or exceed federal or state regulations: Pipeline coatings and cathodic protection on the South Bow pipeline. | 2024-12-06 | 1041376 | 100
27240 | T1 | SOUTH BOW USA LP | SOUTH BOW PIPELINE SEGMENT IN SMITH | SOUTH BOW PIPELINE SEGMENT IN SMITH | Smith County | TX | 75701 | SMITH | CN606317154 | RN112068812 | Pipeline coatings and cathodic protection on the South Bow pipeline. | The following property is used 100% for pollution control to meet or exceed federal or state regulations: Pipeline coatings and cathodic protection on the South Bow pipeline. | 2024-12-06 | 2175367 | 100
27241 | T1 | SOUTH BOW USA LP | SOUTH BOW PIPELINE SEGMENT IN UPSHUR | SOUTH BOW PIPELINE SEGMENT IN UPSHUR | Upshur County | TX | 75644 | UPSHUR | CN606317154 | RN112068820 | Pipeline coatings and cathodic protection on the South Bow pipeline. | The following property is used 100% for pollution control to meet or exceed federal or state regulations: Pipeline coatings and cathodic protection on the South Bow pipeline. | 2024-12-06 | 441928 | 100
27242 | T1 | SOUTH BOW USA LP | SOUTH BOW PIPELINE SEGMENT IN WOOD | SOUTH BOW PIPELINE SEGMENT IN WOOD | Wood County | TX | 75783 | WOOD | CN606317154 | RN112068838 | Pipeline coatings and cathodic protection on the South Bow pipeline. | The following property is used 100% for pollution control to meet or exceed federal or state regulations: Pipeline coatings and cathodic protection on the South Bow pipeline. | 2024-12-06 | 1780111 | 100
27243 | T1 | SOUTH BOW USA LP | SOUTH BOW PIPELINE SEGMENT IN FRANKLIN | SOUTH BOW PIPELINE SEGMENT IN FRANKLIN | Franklin County | TX | 75457 | FRANKLIN | CN606317154 | RN112068846 | Pipeline coatings and cathodic protection on the South Bow pipeline. | The following property is used 100% for pollution control to meet or exceed federal or state regulations: Pipeline coatings and cathodic protection on the South Bow pipeline. | 2024-12-06 | 778115 | 100
27244 | T1 | SOUTH BOW USA LP | SOUTH BOW PIPELINE SEGMENT IN HOPKINS | SOUTH BOW PIPELINE SEGMENT IN HOPKINS | Hopkins County | TX | 75482 | HOPKINS | CN606317154 | RN112068853 | Pipeline coatings and cathodic protection on the South Bow pipeline. | The following property is used 100% for pollution control to meet or exceed federal or state regulations: Pipeline coatings and cathodic protection on the South Bow pipeline. | 2024-12-06 | 1522684 | 100
27245 | T1 | SOUTH BOW USA LP | SOUTH BOW PIPELINE SEGMENT IN DELTA | SOUTH BOW PIPELINE SEGMENT IN DELTA | Delta County | TX | 75432 | DELTA | CN606317154 | RN112068861 | Pipeline coatings and cathodic protection on the South Bow pipeline. | The following property is used 100% for pollution control to meet or exceed federal or state regulations: Pipeline coatings and cathodic protection on the South Bow pipeline. | 2024-12-06 | 813119 | 100
27246 | T1 | SOUTH BOW USA LP | SOUTH BOW PIPELINE SEGMENT IN LAMAR | SOUTH BOW PIPELINE SEGMENT IN LAMAR | Lamar County | TX | 75460 | LAMAR | CN606317154 | RN112068879 | Pipeline coatings and cathodic protection on the South Bow pipeline. | The following property is used 100% for pollution control to meet or exceed federal or state regulations: Pipeline coatings and cathodic protection on the South Bow pipeline. | 2024-12-06 | 2078376 | 100
27247 | T1 | SOUTH BOW USA LP | SOUTH BOW PIPELINE SEGMENT IN FANNIN | SOUTH BOW PIPELINE SEGMENT IN FANNIN | Fannin County | TX | 75418 | FANNIN | CN606317154 | RN112068119 | Pipeline coatings and cathodic protection on the South Bow pipeline. | The following property is used 100% for pollution control to meet or exceed federal or state regulations: Pipeline coatings and cathodic protection on the South Bow pipeline. | 2024-12-06 | 465265 | 100
27248 | T1 | EOG RESOURCES INC | JANUS GAS PLANT - POLLUTION CONTROL | Latitude = 31.99556, Longitude = -103.7134 | Loving County | TX | 79770 | LOVING | CN600124333 | RN111617635 | The pollution control property included in this application is as follows Amine Package still, flash tank, contactor, pumps, cooler, reflux condenser, regen skid, still reboiler, Flare System, Flare Knockout Pump, Vapor Recovery Unit, BTEX TEG Condenser, Tryer TEG Skid Package, Compressors, LEL Detectors, Concrete Containment, Tanks for Collecting Waste, Separators, and Associated Piping for Interconnection. Amine Package, Amine treating plants remove CO2 carbon dioxide and H2S hydrogen sulfide from natural gas. Sour gas enters the contactor tower and rises through the descending amine. Purified gas flows from the top of the tower. The amine solution is now Rich and carrying absorbed acid gases. The Lean amine and Rich amine flow through the heat exchanger, heating the Rich amine. Rich amine is then heated in the regeneration still column by heat supplied from the reboiler. The steam rising through the still liberates H2S and CO2, regenerating the amine. Steam and acid gases separated from the rich amine are condensed and cooled. The condensed water is separated into the reflux accumulator and returned to the still. Hot, regenerated, lean amine is cooled in a solvent aerial cooler and circulated to the contactor tower. BTEX TEG Condenser, Tryer TEG Skid Package, the BTEX Condenser Unit is part of the natural gas dehydration unit. The unit condenses four harmful vapors into liquid and disposes of them Benzene, Toluene, Ethylbenzene and Xylene. Compressors are used in the process to pressurize the gas and vapors. A BTEX Condenser Unit TEG captures and cools steam. Steam is water vapor that is boiled out of water-saturated glycol that is used in the dehydration process. This steam used to come out from the sill column into the atmosphere. There is airflow over the cooling fins. The airflow cools and condenses steam into a liquid, which drops into a two-phase separator. A pump then moves the liquid into a storage tank for disposal. The non-condensable gases are piped to the reboiler. Flare System, the flare system is to prevent the release of waste products such as methane, volatile organic compounds, sulfur-related compounds, into the atmosphere. The flare system burns off excess hydrocarbon gases which cannot otherwise be used. Flares burn them off in a safe manner. The flare system is a network of pipes and specialized equipment designed to safely combust and dispose of excess or unwanted gas released from the plant during operations, by directing it to a vertical flare stack where it is burned off. Flare Knockout Pump, the flare knockout pump is used to pump fluid through a flare system to burn it as waste. The flare knockout pump is part of a flare knockout drum, which is a key component of a flare system. Vapor Recovery Units, the vapor recovery units VRUs are used to capture methane emissions from tanks and a variety of other low pressure vented gas sources found across plant operations, including dehydrators. Vapor Combustor, the natural gas vapor combustor burns off vapors from the storage tanks. It combusts them in an enclosed chamber, destroying VOCs and preventing their release into the atmosphere. It captures and burns off excess vapors that would otherwise be released into the environment. LEL Detectors, The LEL Detectors detect dangerous levels of combustible gas or solvent vapor in the air, expressed in percent Lower Explosive Limit, or LEL. Concrete containments surround much of the equipment hot oil pumps, stabilizer NGL pumps, lean amine pumps, residue inlet compressors, propane compressors, flare knockout pumps, and expander compressors. | Application returned | 2025-01-21 | 35400000 | 100
27249 | T2 | RECO ENERGY SOLUTIONS LLC | RECO ENERGY SOLUTIONS | 17575 ALDINE WESTFIELD RD STE A | HOUSTON | TX | 77073 | HARRIS | CN606318095 | RN112070040 | The equipment is permanently affixed to an 18 wheeler trailer and moved to projects as needed. The unit attaches to the pipeline to reduce the pressure in the pipe and contain the natural gas and or methane gas so that it does not escape into the atmosphere. Once the service to the pipeline has been completed. The contained gas is returned to the pipeline and the equipment is disconnected. Depending on the size of the pipeline the equipment can be daisy chained together to capture the amount of gas required thereby reducing Methane gas emissions for natural gas companies | NOD response not received | 2024-12-30 | 850000 | 100
27250 | T1 | SOUTH BOW USA LP | SOUTH BOW CITGO LATERAL IN HARDIN | SOUTH BOW CITGO LATERAL IN HARDIN | Hardin County | TX | 77625 | HARDIN | CN606317154 | RN112068697 | Nondestructive pipeline testing expenditures – Radiography. | The following property is used 100% for pollution control to meet or exceed federal or state regulations: Nondestructive pipeline testing expenditures – Radiography. | 2024-12-05 | 753946 | 100
27251 | T1 | SOUTH BOW USA LP | SOUTH BOW HOUSTON LATERAL IN HARRIS | SOUTH BOW HOUSTON LATERAL IN HARRIS | Harris County | TX | 77001 | HARRIS | CN606317154 | RN112068705 | Nondestructive pipeline testing expenditures – Radiography. | The following property is used 100% for pollution control to meet or exceed federal or state regulations: Nondestructive pipeline testing expenditures – Radiography. | 2024-12-05 | 1681986 | 100
27252 | T1 | SOUTH BOW USA LP | SOUTH BOW HOUSTON LATERAL IN CHAMBERS | SOUTH BOW HOUSTON LATERAL IN CHAMBERS | Chambers County | TX | 77514 | CHAMBERS | CN606317154 | RN112068713 | Nondestructive pipeline testing expenditures – Radiography. | The following property is used 100% for pollution control to meet or exceed federal or state regulations: Nondestructive pipeline testing expenditures – Radiography. | 2024-12-05 | 113524 | 100
27253 | T1 | SOUTH BOW USA LP | SOUTH BOW HOUSTON LATERAL IN LIBERTY | SOUTH BOW HOUSTON LATERAL IN LIBERTY | Liberty County | TX | 77575 | LIBERTY | CN606317154 | RN112068721 | Nondestructive pipeline testing expenditures – Radiography. | The following property is used 100% for pollution control to meet or exceed federal or state regulations: Nondestructive pipeline testing expenditures – Radiography. | 2024-12-05 | 4509653 | 100
27254 | T1 | SOUTH BOW USA LP | SOUTH BOW PIPELINE SEGMENT IN JEFFERSON | SOUTH BOW PIPELINE SEGMENT IN JEFFERSON | Jefferson County | TX | 77701 | JEFFERSON | CN606317154 | RN112068739 | Nondestructive pipeline testing expenditures – Radiography. | The following property is used 100% for pollution control to meet or exceed federal or state regulations: Nondestructive pipeline testing expenditures – Radiography. | 2024-11-25 | 2806568 | 100
27255 | T1 | SOUTH BOW USA LP | SOUTH BOW PIPELINE SEGMENT IN HARDIN | SOUTH BOW PIPELINE SEGMENT IN HARDIN | Hardin County | TX | 77625 | HARDIN | CN606317154 | RN112068747 | Nondestructive pipeline testing expenditures – Radiography. | The following property is used 100% for pollution control to meet or exceed federal or state regulations: Nondestructive pipeline testing expenditures – Radiography. | 2024-11-25 | 1019145 | 100
27256 | T1 | SOUTH BOW USA LP | SOUTH BOW PIPELINE SEGMENT IN LIBERTY | SOUTH BOW PIPELINE SEGMENT IN LIBERTY | Liberty County | TX | 77575 | LIBERTY | CN606317154 | RN112068754 | Nondestructive pipeline testing expenditures – Radiography. | The following property is used 100% for pollution control to meet or exceed federal or state regulations: Nondestructive pipeline testing expenditures – Radiography. | 2024-11-25 | 2131494 | 100
27257 | T1 | SOUTH BOW USA LP | SOUTH BOW PIPELINE SEGMENT IN POLK | SOUTH BOW PIPELINE SEGMENT IN POLK | Polk County | TX | 77351 | POLK | CN606317154 | RN112068762 | Nondestructive pipeline testing expenditures – Radiography. | The following property is used 100% for pollution control to meet or exceed federal or state regulations: Nondestructive pipeline testing expenditures – Radiography. | 2024-11-25 | 4108809 | 100
27258 | T1 | SOUTH BOW USA LP | SOUTH BOW PIPELINE SEGMENT IN ANGELINA | SOUTH BOW PIPELINE SEGMENT IN ANGELINA | Angelina County | TX | 75901 | ANGELINA | CN606317154 | RN112068770 | Nondestructive pipeline testing expenditures – Radiography. | The following property is used 100% for pollution control to meet or exceed federal or state regulations: Nondestructive pipeline testing expenditures – Radiography. | 2024-11-25 | 2392813 | 100
27259 | T1 | SOUTH BOW USA LP | SOUTH BOW PIPELINE SEGMENT IN NACOGDOCHES | SOUTH BOW PIPELINE SEGMENT IN NACOGDOCHES | Nacogdoches County | TX | 75961 | NACOGDOCHES | CN606317154 | RN112068788 | Nondestructive pipeline testing expenditures – Radiography. | The following property is used 100% for pollution control to meet or exceed federal or state regulations: Nondestructive pipeline testing expenditures – Radiography. | 2024-11-25 | 1700317 | 100
27260 | T1 | SOUTH BOW USA LP | SOUTH BOW PIPELINE SEGMENT IN RUSK | SOUTH BOW PIPELINE SEGMENT IN RUSK | Rusk County | TX | 75652 | RUSK | CN606317154 | RN112068796 | Nondestructive pipeline testing expenditures – Radiography. | The following property is used 100% for pollution control to meet or exceed federal or state regulations: Nondestructive pipeline testing expenditures – Radiography. | 2024-11-25 | 1197713 | 100
27261 | T1 | SOUTH BOW USA LP | SOUTH BOW PIPELINE SEGMENT IN CHEROKEE | SOUTH BOW PIPELINE SEGMENT IN CHEROKEE | Cherokee County | TX | 75785 | CHEROKEE | CN606317154 | RN112068804 | Nondestructive pipeline testing expenditures – Radiography. | The following property is used 100% for pollution control to meet or exceed federal or state regulations: Nondestructive pipeline testing expenditures – Radiography. | 2024-11-25 | 1243879 | 100
27262 | T1 | SOUTH BOW USA LP | SOUTH BOW PIPELINE SEGMENT IN SMITH | SOUTH BOW PIPELINE SEGMENT IN SMITH | Smith County | TX | 75701 | SMITH | CN606317154 | RN112068812 | Nondestructive pipeline testing expenditures – Radiography. | The following property is used 100% for pollution control to meet or exceed federal or state regulations: Nondestructive pipeline testing expenditures – Radiography. | 2024-11-25 | 2598384 | 100
27263 | T1 | SOUTH BOW USA LP | SOUTH BOW PIPELINE SEGMENT IN UPSHUR | SOUTH BOW PIPELINE SEGMENT IN UPSHUR | Upshur County | TX | 75644 | UPSHUR | CN606317154 | RN112068820 | Nondestructive pipeline testing expenditures – Radiography. | The following property is used 100% for pollution control to meet or exceed federal or state regulations: Nondestructive pipeline testing expenditures – Radiography. | 2024-11-25 | 527865 | 100
27264 | T1 | SOUTH BOW USA LP | SOUTH BOW PIPELINE SEGMENT IN WOOD | SOUTH BOW PIPELINE SEGMENT IN WOOD | Wood County | TX | 75783 | WOOD | CN606317154 | RN112068838 | Nondestructive pipeline testing expenditures – Radiography. | The following property is used 100% for pollution control to meet or exceed federal or state regulations: Nondestructive pipeline testing expenditures – Radiography. | 2024-11-25 | 2126267 | 100
27265 | T1 | SOUTH BOW USA LP | SOUTH BOW PIPELINE SEGMENT IN FRANKLIN | SOUTH BOW PIPELINE SEGMENT IN FRANKLIN | Franklin County | TX | 75457 | FRANKLIN | CN606317154 | RN112068846 | Nondestructive pipeline testing expenditures – Radiography. | The following property is used 100% for pollution control to meet or exceed federal or state regulations: Nondestructive pipeline testing expenditures – Radiography. | 2024-11-25 | 2126267 | 100
27266 | T1 | SOUTH BOW USA LP | SOUTH BOW PIPELINE SEGMENT IN HOPKINS | SOUTH BOW PIPELINE SEGMENT IN HOPKINS | Hopkins County | TX | 75482 | HOPKINS | CN606317154 | RN112068853 | Nondestructive pipeline testing expenditures – Radiography. | The following property is used 100% for pollution control to meet or exceed federal or state regulations: Nondestructive pipeline testing expenditures – Radiography. | 2024-11-25 | 1818782 | 100
27267 | T1 | SOUTH BOW USA LP | SOUTH BOW PIPELINE SEGMENT IN DELTA | SOUTH BOW PIPELINE SEGMENT IN DELTA | Delta County | TX | 75432 | DELTA | CN606317154 | RN112068861 | Nondestructive pipeline testing expenditures – Radiography. | The following property is used 100% for pollution control to meet or exceed federal or state regulations: Nondestructive pipeline testing expenditures – Radiography. | 2024-11-25 | 971236 | 100
27268 | T1 | SOUTH BOW USA LP | SOUTH BOW PIPELINE SEGMENT IN LAMAR | SOUTH BOW PIPELINE SEGMENT IN LAMAR | Lamar County | TX | 75460 | LAMAR | CN606317154 | RN112068879 | Nondestructive pipeline testing expenditures – Radiography. | The following property is used 100% for pollution control to meet or exceed federal or state regulations: Nondestructive pipeline testing expenditures – Radiography. | 2024-11-25 | 2482532 | 100
27269 | T1 | SOUTH BOW USA LP | SOUTH BOW PIPELINE SEGMENT IN FANNIN | SOUTH BOW PIPELINE SEGMENT IN FANNIN | Fannin County | TX | 75418 | FANNIN | CN606317154 | RN112068119 | Nondestructive pipeline testing expenditures – Radiography. | The following property is used 100% for pollution control to meet or exceed federal or state regulations: Nondestructive pipeline testing expenditures – Radiography. | 2024-11-25 | 555738 | 100
27270 | T1 | SOUTH BOW USA LP | SOUTH BOW CITGO LATERAL IN HARDIN | SOUTH BOW CITGO LATERAL IN HARDIN | Hardin County | TX | 77625 | HARDIN | CN606317154 | RN112068697 | Two automatic shut off valves (block valves equipped with an actuator to close the valve) installed along the pipeline. | The following property is used 100% for pollution control to meet or exceed federal or state regulations: Two automatic shut off valves (block valves equipped with an actuator to close the valve) installed along the pipeline. | 2024-12-05 | 1027238 | 100
27271 | T1 | SOUTH BOW USA LP | SOUTH BOW HOUSTON LATERAL IN HARRIS | SOUTH BOW HOUSTON LATERAL IN HARRIS | Harris County | TX | 77001 | HARRIS | CN606317154 | RN112068705 | One automatic shut off valve (block valve equipped with an actuator to close the valve) installed along the pipeline. | The following property is used 100% for pollution control to meet or exceed federal or state regulations: One automatic shut off valve (block valve equipped with an actuator to close the valve) installed along the pipeline. | 2024-12-05 | 758130 | 100
27272 | T1 | SOUTH BOW USA LP | SOUTH BOW HOUSTON LATERAL IN CHAMBERS | SOUTH BOW HOUSTON LATERAL IN CHAMBERS | Chambers County | TX | 77514 | CHAMBERS | CN606317154 | RN112068713 | One automatic shut off valve (block valve equipped with an actuator to close the valve) installed along the pipeline. | The following property is used 100% for pollution control to meet or exceed federal or state regulations: One automatic shut off valve (block valve equipped with an actuator to close the valve) installed along the pipeline. | 2024-12-05 | 758130 | 100
27273 | T1 | SOUTH BOW USA LP | SOUTH BOW HOUSTON LATERAL IN LIBERTY | SOUTH BOW HOUSTON LATERAL IN LIBERTY | Liberty County | TX | 77575 | LIBERTY | CN606317154 | RN112068721 | Two automatic shut off valves (block valves equipped with an actuator to close the valve) installed along the pipeline. | The following property is used 100% for pollution control to meet or exceed federal or state regulations: Two automatic shut off valves (block valves equipped with an actuator to close the valve) installed along the pipeline. | 2024-12-05 | 1516260 | 100
27274 | T1 | SOUTH BOW USA LP | SOUTH BOW PIPELINE SEGMENT IN JEFFERSON | SOUTH BOW PIPELINE SEGMENT IN JEFFERSON | Jefferson County | TX | 77701 | JEFFERSON | CN606317154 | RN112068739 | Four automatic shut off valves (block valves equipped with an actuator to close the valve) installed along the pipeline. | The following property is used 100% for pollution control to meet or exceed federal or state regulations: Four automatic shut off valves (block valves equipped with an actuator to close the valve) installed along the pipeline. | 2024-11-27 | 2611203 | 100
27275 | T1 | SOUTH BOW USA LP | SOUTH BOW PIPELINE SEGMENT IN HARDIN | SOUTH BOW PIPELINE SEGMENT IN HARDIN | Hardin County | TX | 77625 | HARDIN | CN606317154 | RN112068747 | One automatic shut off valve (block valve equipped with an actuator to close the valve) installed along the pipeline. | The following property is used 100% for pollution control to meet or exceed federal or state regulations: One automatic shut off valve (block valve equipped with an actuator to close the valve) installed along the pipeline. | 2024-11-27 | 652801 | 100
27276 | T1 | SOUTH BOW USA LP | SOUTH BOW PIPELINE SEGMENT IN LIBERTY | SOUTH BOW PIPELINE SEGMENT IN LIBERTY | Liberty County | TX | 77575 | LIBERTY | CN606317154 | RN112068754 | Three automatic shut off valves (block valves equipped with an actuator to close the valve) installed along the pipeline. | The following property is used 100% for pollution control to meet or exceed federal or state regulations: Three automatic shut off valves (block valves equipped with an actuator to close the valve) installed along the pipeline. | 2024-11-27 | 1958402 | 100
27277 | T1 | SOUTH BOW USA LP | SOUTH BOW PIPELINE SEGMENT IN POLK | SOUTH BOW PIPELINE SEGMENT IN POLK | Polk County | TX | 77351 | POLK | CN606317154 | RN112068762 | Two automatic shut off valves (block valves equipped with an actuator to close the valve) installed along the pipeline. | The following property is used 100% for pollution control to meet or exceed federal or state regulations: Two automatic shut off valves (block valves equipped with an actuator to close the valve) installed along the pipeline. | 2024-11-27 | 1305602 | 100
27278 | T1 | SOUTH BOW USA LP | SOUTH BOW PIPELINE SEGMENT IN ANGELINA | SOUTH BOW PIPELINE SEGMENT IN ANGELINA | Angelina County | TX | 75901 | ANGELINA | CN606317154 | RN112068770 | Two automatic shut off valves (block valves equipped with an actuator to close the valve) installed along the pipeline. | The following property is used 100% for pollution control to meet or exceed federal or state regulations: Two automatic shut off valves (block valves equipped with an actuator to close the valve) installed along the pipeline. | 2024-11-27 | 1305602 | 100
27279 | T1 | SOUTH BOW USA LP | SOUTH BOW PIPELINE SEGMENT IN NACOGDOCHES | SOUTH BOW PIPELINE SEGMENT IN NACOGDOCHES | Nacogdoches County | TX | 75961 | NACOGDOCHES | CN606317154 | RN112068788 | Two automatic shut off valves (block valves equipped with an actuator to close the valve) installed along the pipeline. | The following property is used 100% for pollution control to meet or exceed federal or state regulations: Two automatic shut off valves (block valves equipped with an actuator to close the valve) installed along the pipeline. | 2024-11-27 | 1305602 | 100
27280 | T1 | SOUTH BOW USA LP | SOUTH BOW PIPELINE SEGMENT IN CHEROKEE | SOUTH BOW PIPELINE SEGMENT IN CHEROKEE | Cherokee County | TX | 75785 | CHEROKEE | CN606317154 | RN112068804 | One automatic shut off valve (block valve equipped with an actuator to close the valve) installed along the pipeline. | The following property is used 100% for pollution control to meet or exceed federal or state regulations: One automatic shut off valve (block valve equipped with an actuator to close the valve) installed along the pipeline. | 2024-11-27 | 652801 | 100
27281 | T1 | SOUTH BOW USA LP | SOUTH BOW PIPELINE SEGMENT IN SMITH | SOUTH BOW PIPELINE SEGMENT IN SMITH | Smith County | TX | 75701 | SMITH | CN606317154 | RN112068812 | One automatic shut off valve (block valve equipped with an actuator to close the valve) installed along the pipeline. | The following property is used 100% for pollution control to meet or exceed federal or state regulations: One automatic shut off valve (block valve equipped with an actuator to close the valve) installed along the pipeline. | 2024-11-27 | 652801 | 100
27282 | T1 | SOUTH BOW USA LP | SOUTH BOW PIPELINE SEGMENT IN UPSHUR | SOUTH BOW PIPELINE SEGMENT IN UPSHUR | Upshur County | TX | 75644 | UPSHUR | CN606317154 | RN112068820 | One automatic shut off valve (block valve equipped with an actuator to close the valve) installed along the pipeline. | The following property is used 100% for pollution control to meet or exceed federal or state regulations: One automatic shut off valve (block valve equipped with an actuator to close the valve) installed along the pipeline. | 2024-11-27 | 652801 | 100
27283 | T1 | SOUTH BOW USA LP | SOUTH BOW PIPELINE SEGMENT IN WOOD | SOUTH BOW PIPELINE SEGMENT IN WOOD | Wood County | TX | 75783 | WOOD | CN606317154 | RN112068838 | Two automatic shut off valves (block valves equipped with an actuator to close the valve) installed along the pipeline. | The following property is used 100% for pollution control to meet or exceed federal or state regulations: Two automatic shut off valves (block valves equipped with an actuator to close the valve) installed along the pipeline. | 2024-11-27 | 1305602 | 100
27284 | T1 | SOUTH BOW USA LP | SOUTH BOW PIPELINE SEGMENT IN HOPKINS | SOUTH BOW PIPELINE SEGMENT IN HOPKINS | Hopkins County | TX | 75482 | HOPKINS | CN606317154 | RN112068853 | One automatic shut off valve (block valve equipped with an actuator to close the valve) installed along the pipeline. | The following property is used 100% for pollution control to meet or exceed federal or state regulations: One automatic shut off valve (block valve equipped with an actuator to close the valve) installed along the pipeline. | 2024-12-05 | 652801 | 100
27285 | T1 | SOUTH BOW USA LP | SOUTH BOW PIPELINE SEGMENT IN DELTA | SOUTH BOW PIPELINE SEGMENT IN DELTA | Delta County | TX | 75432 | DELTA | CN606317154 | RN112068861 | One automatic shut off valve (block valve equipped with an actuator to close the valve) installed along the pipeline. | The following property is used 100% for pollution control to meet or exceed federal or state regulations: One automatic shut off valve (block valve equipped with an actuator to close the valve) installed along the pipeline. | 2024-11-27 | 652801 | 100
27286 | T1 | SOUTH BOW USA LP | SOUTH BOW PIPELINE SEGMENT IN LAMAR | SOUTH BOW PIPELINE SEGMENT IN LAMAR | Lamar County | TX | 75460 | LAMAR | CN606317154 | RN112068879 | Two automatic shut off valves (block valves equipped with an actuator to close the valve) installed along the pipeline. | The following property is used 100% for pollution control to meet or exceed federal or state regulations: Two automatic shut off valves (block valves equipped with an actuator to close the valve) installed along the pipeline. | 2024-11-27 | 1305602 | 100
27287 | T1 | SOUTH BOW USA LP | SOUTH BOW PIPELINE SEGMENT IN FANNIN | SOUTH BOW PIPELINE SEGMENT IN FANNIN | Fannin County | TX | 75418 | FANNIN | CN606317154 | RN112068119 | One automatic shut off valve (block valve equipped with an actuator to close the valve) installed along the pipeline. | The following property is used 100% for pollution control to meet or exceed federal or state regulations: One automatic shut off valve (block valve equipped with an actuator to close the valve) installed along the pipeline. | 2024-11-27 | 652801 | 100
27288 | T1 | SOUTH BOW USA LP | SOUTH BOW CITGO LATERAL IN HARDIN | SOUTH BOW CITGO LATERAL IN HARDIN | Hardin County | TX | 77625 | HARDIN | CN606317154 | RN112068697 | Two intelligent pipeline inspection gauge (PIG) launchers/receivers. | The following property is used 100% for pollution control to meet or exceed federal or state regulations: Two intelligent pipeline inspection gauge (PIG) launchers/receivers. | 2024-12-09 | 713385 | 100
27289 | T1 | SOUTH BOW USA LP | SOUTH BOW HOUSTON LATERAL IN HARRIS | SOUTH BOW HOUSTON LATERAL IN HARRIS | Harris County | TX | 77001 | HARRIS | CN606317154 | RN112068705 | One intelligent pipeline inspection gauge (PIG) launcher/receiver. | The following property is used 100% for pollution control to meet or exceed federal or state regulations: One intelligent pipeline inspection gauge (PIG) launcher/receiver. | 2024-12-09 | 807166 | 100
27290 | T1 | SOUTH BOW USA LP | SOUTH BOW HOUSTON LATERAL IN LIBERTY | SOUTH BOW HOUSTON LATERAL IN LIBERTY | Liberty County | TX | 77575 | LIBERTY | CN606317154 | RN112068721 | One intelligent pipeline inspection gauge (PIG) launcher/receiver. | The following property is used 100% for pollution control to meet or exceed federal or state regulations: One intelligent pipeline inspection gauge (PIG) launcher/receiver. | 2024-12-09 | 807166 | 100
27291 | T1 | SOUTH BOW USA LP | SOUTH BOW PIPELINE SEGMENT IN JEFFERSON | SOUTH BOW PIPELINE SEGMENT IN JEFFERSON | Jefferson County | TX | 77701 | JEFFERSON | CN606317154 | RN112068739 | One intelligent pipeline inspection gauge (PIG) launcher/receiver. | The following property is used 100% for pollution control to meet or exceed federal or state regulations: One intelligent pipeline inspection gauge (PIG) launcher/receiver. | 2024-12-09 | 309216 | 100
27292 | T1 | SOUTH BOW USA LP | SOUTH BOW PIPELINE SEGMENT IN CHEROKEE | SOUTH BOW PIPELINE SEGMENT IN CHEROKEE | Cherokee County | TX | 75785 | CHEROKEE | CN606317154 | RN112068804 | Two intelligent pipeline inspection gauge (PIG) launchers/receivers. | The following property is used 100% for pollution control to meet or exceed federal or state regulations: Two intelligent pipeline inspection gauge (PIG) launchers/receivers. | 2024-12-05 | 618432 | 100
27293 | T1 | PETRA NOVA PARISH HOLDINGS LLC | PETRA NOVA POWER I | 2500 YU JONES RD | THOMPSONS | TX | 77481 | FORT BEND | CN604280792 | RN112072376 | Heat recovery steam generator. | The following property is used 65% for pollution control to meet or exceed federal or state regulations: Heat recovery steam generator. | 2024-12-16 | 52797379 | 65
27294 | T1 | GOLDEN TRIANGLE POLYMERS COMPANY LLC | GTPC CHEMICAL PLANT | Latitude = 30.074166, Longitude = -97 | Orange County | TX | 77630 | ORANGE | CN606046183 | RN110935285 | Flare system at EPN 10-XF-9001 consisting of a flare header, knockout drums and pumps, vaporizers and superheaters, emissions monitoring equipment, flare control systems and instrumentation. | The following property is used 100% for pollution control to meet or exceed federal or state regulations: Flare system at EPN 10-XF-9001 consisting of a flare header, knockout drums and pumps, vaporizers and superheaters, emissions monitoring equipment, flare control systems and instrumentation. | 2025-01-21 | 82181000 | 100
27295 | T1 | FASKEN OIL AND RANCH LTD | MARK MERRITT TRAIN 2 VAPOR | Latitude = 32.176657, Longitude = -102.267222 | Midland County | TX | 79707 | MIDLAND | CN601051303 | RN112080643 | A TEG BTEX condenser unit refers to the use of triethylene glycol TEG to remove benzene, toluene, ethylbenzene, and xylenes BTEX from natural gas. It is a specialized piece of equipment used in a gas processing plant to capture and condense volatile organic compounds VOCs, benzene, toluene, ethylbenzene, and xylene collectively known as BTEX from the gas stream, typically coming from a glycol dehydration units still column, preventing their release into the atmosphere and allowing for proper disposal of these potentially harmful compounds. The TEG BTEX Unit for this plant is a0.594 MMBTU per hr. and includes a heat exchanger, liquid collection vessel, and a transfer pump. It functions as a cooling system that condenses the BTEX vapors into a liquid form through heat exchange, usually with air as the cooling medium, and collects the condensate in a storage tank for further processing or disposal. A TEG BTEX Condenser Unit is an accessory of a natural gas dehydration unit. The unit captures and cools steam. The steam is water vapor that is boiled out of water-saturated glycol that is used in the dehydration process. This condenser prevents the steam from coming out of the sill column into the atmosphere. Producers use these units to condense harmful vapors into liquid and dispose of them. The TEG BTEX condenser unit is located downstream from the still column of a glycol dehydrator in the gas plant. It is positioned to capture BTEX vapors coming off the reboiler in the glycol dehydration process, allowing for their removal and collection before the gas is sent further downstream. | Application returned | 2025-01-21 | 160000 | 100
27296 | T1 | FASKEN OIL AND RANCH LTD | MARK MERRITT TRAIN 2 VAPOR | Latitude = 32.176657, Longitude = -102.267222 | Midland County | TX | 79707 | MIDLAND | CN601051303 | RN112080650 | A vapor combustor unit VCU in a gas processing plant is an enclosed combustion device designed to safely burn off volatile organic compounds VOCs and hydrocarbon vapors released during operations, by mixing them with air and igniting them in a controlled environment, effectively destroying the vapors without visible flames or smoke, while meeting strict emission standards. Acting as a clean flare system for capturing and combusting fugitive emissions. The system consists of two primary components, a Vapor Recovery Unit, and the Vapor Combustor. A vapor recovery unit VRU is made up of a vapor collection system which is a network of pipes and fittings, a 10 hp compressor, and a control system. The VRU is used to capture and compress low-pressure vapors that would otherwise be released into the atmosphere. The process minimizes air pollution by reducing emissions of volatile organic compounds VOCs from storage tanks and the gas plant operations. The combustor is positioned downstream of the vapor recovery unit VRU. The vapor combustor is located near the source of hydrocarbon vapor where it can capture and burn off VOCs that would otherwise be released into the atmosphere. | Application returned | 2025-01-21 | 696168 | 100
27297 | T1 | FASKEN OIL AND RANCH LTD | MARK MERRITT TRAIN 2 FLARE SYSTEM | Latitude = 32.176657, Longitude = -102.267222 | Midland County | TX | 79707 | MIDLAND | CN601051303 | RN112080668 | A Flare Gas Combustion System is used for the safe disposal of gaseous waste. A flare system in a gas processing plant is a network of pipes and specialized equipment designed to safely dispose of excess or unwanted flammable gases by burning them off in a controlled manner at a designated flare stack. The system consists of a 24 x 160 high flare stack, 2 2hp flare knockout pumps, and a 114 OD x 30 flare knockout. The flare system is located at the highest point of the facility. The most visible item is the tall vertical flare stack, which contains a burner tip to optimize combustion. It is positioned upwind from the process units and a safe distance away from other equipment, allowing for the controlled burning of excess or unwanted gases released during operations essentially. It is a system to prevent the venting of harmful gases and combust them in a safe manner, to protect the environment. | NOD response not received | 2025-02-20 | 2372600 | 100
27298 | T1 | FASKEN OIL AND RANCH LTD | MARK MERRITT TRAIN 2 CONTAINMENT | Latitude = 32.176657, Longitude = -102.267222 | Midland County | TX | 79707 | MIDLAND | CN601051303 | RN112080676 | Secondary containment consisting of concrete containments under the following primary containment equipment: Inlet Compression Combined with Residue Compression 279 10 x 44 7, Residue Compression Combined with Inlet Compression 106 8 x 38 1, Refrigeration Compression 150 5 x 16 6, Amine Circulation Pumps 18 6 x 16 2, Stabilizer NGL Pipeline Pumps Combined with Booster Pumps 54 x 20 10, Stabilizer NGL Booster Pumps Combined with Pipeline Pumps 15 x 12 9, and Hot Oil Pumps 33 1 x 16. | The following property is used 100% for pollution control to meet or exceed federal or state regulations: Secondary containment consisting of concrete containments under the following primary containment equipment: Inlet Compression Combined with Residue Compression 279 10 x 44 7, Residue Compression Combined with Inlet Compression 106 8 x 38 1, Refrigeration Compression 150 5 x 16 6, Amine Circulation Pumps 18 6 x 16 2, Stabilizer NGL Pipeline Pumps Combined with Booster Pumps 54 x 20 10, Stabilizer NGL Booster Pumps Combined with Pipeline Pumps 15 x 12 9, and Hot Oil Pumps 33 1 x 16. | 2025-01-14 | 660000 | 100
27299 | T1 | GOLDEN TRIANGLE POLYMERS COMPANY LLC | GTPC CHEMICAL PLANT | 850 FOREMAN RD | ORANGE | TX | 77630 | ORANGE | CN606046183 | RN110935285 | Flare system consisting of a flare header, knockout drums, monitoring equipment, control systems, and instrumentation for Polyethylene Units 20 and 21. | The following property is used 100% for pollution control to meet or exceed federal or state regulations: Flare system consisting of a flare header, knockout drums, monitoring equipment, control systems, and instrumentation for Polyethylene Units 20 and 21. | 2024-12-27 | 24784000 | 100
27300 | T1 | SOUTH BOW TERMINALS LLC | HOUSTON TANK TERMINAL | Latitude = 29.825, Longitude = -95.1502 | Harris County | TX | 77049 | HARRIS | CN605011642 | RN106655947 | Stormwater Detention Pond 1 and Stormwater Detention Pond 2. | The following property is used 100% for pollution control to meet or exceed federal or state regulations: Stormwater Detention Pond 1 and Stormwater Detention Pond 2. | 2024-12-18 | 10939476 | 100
27301 | T1 | SOUTH BOW TERMINALS LLC | HOUSTON TANK TERMINAL | Latitude = 29.825, Longitude = -95.1502 | Harris County | TX | 77049 | HARRIS | CN605011642 | RN106655947 | Overfill protection alarm systems on Tanks 1-4. | The following property is used 100% for pollution control to meet or exceed federal or state regulations: Overfill protection alarm systems on Tanks 1-4. | 2024-12-18 | 120000 | 100
27302 | T1 | SOUTH BOW TERMINALS LLC | HOUSTON TANK TERMINAL | Latitude = 29.825, Longitude = -95.1502 | Harris County | TX | 77049 | HARRIS | CN605011642 | RN106655947 | Coatings and cathodic protection on Tanks 1-4 and associated piping. | The following property is used 100% for pollution control to meet or exceed federal or state regulations: Coatings and cathodic protection on Tanks 1-4 and associated piping. | 2025-01-14 | 4928017 | 100
27303 | T1 | SOUTH BOW TERMINALS LLC | HOUSTON TANK TERMINAL | Latitude = 29.825, Longitude = -95.1502 | Harris County | TX | 77049 | HARRIS | CN605011642 | RN106655947 | Secondary containment consisting of berms around Tanks 1-4. | The following property is used 100% for pollution control to meet or exceed federal or state regulations: Secondary containment consisting of berms around Tanks 1-4. | 2024-12-30 | 398228 | 100
27304 | T1 | SOUTH BOW TERMINALS LLC | HOUSTON TANK TERMINAL | Latitude = 29.825, Longitude = -95.1502 | Harris County | TX | 77049 | HARRIS | CN605011642 | RN106655947 | 479,303 square feet of concrete paving for vehicular traffic areas. | The following property is used 100% for pollution control to meet or exceed federal or state regulations: 479,303 square feet of concrete paving for vehicular traffic areas. | 2024-12-30 | 2088193 | 100
27305 | T1 | SOUTH BOW TERMINALS LLC | HOUSTON TANK TERMINAL | Latitude = 29.825, Longitude = -95.1502 | Harris County | TX | 77049 | HARRIS | CN605011642 | RN106655947 | Secondary seals and internal floating roofs on Tanks 1-4. | The following property is used 100% for pollution control to meet or exceed federal or state regulations: Secondary seals and internal floating roofs on Tanks 1-4. | 2024-12-31 | 6866984 | 100
27306 | T1 | EOG RESOURCES INC | JANUS GAS PLANT | Latitude = 31.99556, Longitude = -103.7134 | Loving County | TX | 79770 | LOVING | CN600124333 | RN111617635 | The concrete containments are structures made of concrete that are used to keep materials contained and prevent leaks and spills. The containments are located beneath equipment in multiple areas of the plant. These concrete containments function as a final line of defense, capturing and containing any leaks or spills that might escape. By design, concrete secondary containment systems effectively prevent and contain hazardous materials, preventing them from contaminating the surrounding environment. | NOD response not received | 2025-02-18 | 600000 | 100
27307 | T1 | EOG RESOURCES INC | JANUS GAS PLANT | Latitude = 31.99556, Longitude = -103.7134 | Loving County | TX | 79770 | LOVING | CN600124333 | RN111617635 | The primary environmental regulation that typically necessitates a TEG BTEX condenser unit in gas processing is the EPAs National Emission Standards for Hazardous Air Pollutants NESHAP under 40 CFR Part 63, Subpart HH, which specifically targets hazardous air pollutants HAPs like benzene, toluene, ethylbenzene, and xylene BTEX emitted from oil and natural gas production facilities, including glycol dehydrators essentially requiring operators to install BTEX condensers to capture and reduce these emissions below specified limits. The regulation specifically targets BTEX compounds, which are considered hazardous air pollutants. This regulation applies to glycol dehydrators, which are commonly used in gas processing to remove water, and where BTEX emissions can occur. The TEG BTEX Unit for this plant includes a heat exchanger that condenses the BTEX VOCs into a liquid for disposal, a liquid collection vessel that holds the waste until it is trucked away, a compressor that pressurizes the vapors and moves the waste through the process, and a transfer pump for disposal of the liquid. It functions as a cooling system that condenses the BTEX vapors into a liquid form through heat exchange, usually with air as the cooling medium, and collects the condensate in a storage tank where it is ultimately trucked away for disposal. A TEG BTEX Condenser Unit is an accessory of a natural gas dehydration unit, for the sole purpose of pollution control. The unit captures and cools steam. The steam is water vapor that is boiled out of water-saturated glycol that is used in the dehydration process. This condenser prevents the steam from coming out of the still column into the atmosphere. | NOD response not received | 2025-02-03 | 500000 | 100
27308 | T1 | OQ CHEMICALS CORPORATION | OQ CHEMICALS BAY CITY PLANT | 2001 FM 3057 | BAY CITY | TX | 77414 | MATAGORDA | CN603164716 | RN105195655 | Two non-hazardous waste NHW underground injection control UIC wells to primarily dispose of a high saltwater stream generated on-site by the methyl methacrylate unit - a continuous organic NHW stream also generated on-site and on occasion a stream of very high flow from the OQ WWTP. Deep well injection is the only feasible disposal method as the stream cannot be treated in OQs wastewater treatment plant WWTP and offsite transportation and disposal is cost prohibitive. The NHW waste enters the underground UIC equipment at the well head and through casing to the injection zone. The casing is cemented in and equipment includes the well head and down hole equipment and electrical components. OQ site partner Roehm delivers the high saltwater waste stream from the on-site methyl methacrylate unit at the Delivery Point where OQ takes possession of the material for the express purpose of disposing of it in the NHW injection wells. OQ provides this contracted capacity limited disposal service as well as other site services including water and wastewater treatment and plant air for a set monthly fee which was determined in order to pay back OQ for the investment as well as payment of expenses. The site service contract is adjusted by an inflation factor based on the Product Price Index and Labor Index. There is a flow meter for reporting requirements but the flat rate fee does not change based on flow-rate. The TCEQ Industrial and Hazardous Waste Permits Section determined that the pre-injection equipment is non-commercial and the Underground Injection Control Permits Section determined that the UIC well is commercial. The waste generated by Roehm is hard piped to the non-commercial above ground pre-injection equipment and then on to the underground UIC well - at which point the waste has not undergone any change and thus should not become or be considered commercial. Instead it should be considered a captured facility per TCEQ 30 TAC 335.1 Definitions 20 Captured facility - A manufacturing or production facility that generates an industrial solid waste or hazardous waste that is routinely stored - processed or disposed of on a shared basis in an integrated waste management unit owned - operated by - and located within a contiguous manufacturing complex. As Roehm meets the definition of a captured facility and the UIC is not a profit center it should be considered non-commercial. | Application withdrawn | 2025-04-02 | 711400 | 100
27309 | T1 | FORMOSA PLASTICS CORPORATION TEXAS | FORMOSA POINT COMFORT PLANT | 201 FORMOSA DR | POINT COMFORT | TX | 77978 | CALHOUN | CN600130017 | RN100218973 | A 50 foot x 5000 foot concrete V-ditch to collect and direct storm water to Outfall Drainage Areas 006, 007, and 008. | The following property is used 100% for pollution control to meet or exceed federal or state regulations: A 50 foot x 5000 foot concrete V-ditch to collect and direct storm water to Outfall Drainage Areas 006, 007, and 008. | 2025-02-20 | 5000000 | 100
27310 | T1 | BASF CORPORATION | BASF BEAUMONT AGRO PLANT | 14385 W PORT ARTHUR RD | BEAUMONT | TX | 77705 | JEFFERSON | CN600124895 | RN100634922 | Thermal oxidizer system consisting of a horizontal knock out vessel, knock out pump, blower, and thermal oxidizer. | The following property is used 100% for pollution control to meet or exceed federal or state regulations: Thermal oxidizer system consisting of a horizontal knock out vessel, knock out pump, blower, and thermal oxidizer. | 2025-01-06 | 17800000 | 100
27311 | T1 | BASF CORPORATION | LUBBOCK COTTONSEED DELINTING PLANT | 103 ERSKINE ST | LUBBOCK | TX | 79403 | LUBBOCK | CN600124895 | RN102925088 | Hydrochloric acid scrubber system consisting of flow control valves, pressure transmitters and temperature transmitters, caustic tank, caustic circulation pumps, and scrubber | The following property is used 100% for pollution control to meet or exceed federal or state regulations: Hydrochloric acid scrubber system consisting of flow control valves, pressure transmitters and temperature transmitters, caustic tank, caustic circulation pumps, and scrubber | 2025-01-14 | 2600000 | 100
27312 | T2 | RECO ENERGY SOLUTIONS LLC | RECO ENERGY SOLUTIONS | 17575 ALDINE WESTFIELD RD STE A | HOUSTON | TX | 77073 | HARRIS | CN606318095 | RN112070040 | The equipment is permanently affixed to an 18 wheeler trailer and moved to projects as needed. The unit attaches to the pipeline to reduce the pressure in the pipe and contain the natural gas and or methane gas so that it does not escape into the atmosphere. Once the service to the pipeline has been completed. The contained gas is returned to the pipeline and the equipment is disconnected. Depending on the size of the pipeline the equipment can be daisy chained together to capture the amount of gas required thereby reducing Methane gas emissions for natural gas companies | NOD response not received | 2025-04-10 | 850000 | 100
27313 | T1 | NRG TEXAS POWER LLC | WA PARISH ELECTRIC GENERATING STATION | Latitude = 29.478055, Longitude = -95.635555 | Fort Bend County | TX | 77481 | FORT BEND | CN603207218 | RN100888312 | Lined landfill Cell 4A and leachate collection system used to contain coal combustion residuals. | The following property is used 100% for pollution control to meet or exceed federal or state regulations: Lined landfill Cell 4A and leachate collection system used to contain coal combustion residuals. | 2025-02-13 | 988607 | 100
27314 | T1 | NRG TEXAS POWER LLC | WA PARISH ELECTRIC GENERATING STATION | Latitude = 29.478055, Longitude = -95.635555 | Fort Bend County | TX | 77481 | FORT BEND | CN603207218 | RN100888312 | Coal combustion waste handling system upgrades consisting of bottom ash additions on coal units 5, 6, 7, and 8; new center dewatering elements, lower dewatering elements, baffle ring, weir ring, overflow trough, vibrators, target plate, and screen backflush nozzles on all dewatering bins; a new sludge return system consisting of pumps, valves, bottom cones, piping, agitation nozzles, instrumentation, PLC controls; new bottom ash crushers; new additional dewatering area sump on units 5 and 6 including piping, pumps, valves, and conveyances; new acid injection system; and acid tank. | The following property is used 100% for pollution control to meet or exceed federal or state regulations: Coal combustion waste handling system upgrades consisting of bottom ash additions on coal units 5, 6, 7, and 8; new center dewatering elements, lower dewatering elements, baffle ring, weir ring, overflow trough, vibrators, target plate, and screen backflush nozzles on all dewatering bins; a new sludge return system consisting of pumps, valves, bottom cones, piping, agitation nozzles, instrumentation, PLC controls; new bottom ash crushers; new additional dewatering area sump on units 5 and 6 including piping, pumps, valves, and conveyances; new acid injection system; and acid tank. | 2025-02-19 | 10499210 | 100
27315 | T1 | NRG TEXAS POWER LLC | WA PARISH ELECTRIC GENERATING STATION | Latitude = 29.478055, Longitude = -95.635555 | Fort Bend County | TX | 77481 | FORT BEND | CN603207218 | RN100888312 | Addition of one new evaporator on the flue gas desulfurization system for Unit 8. | The following property is used 100% for pollution control to meet or exceed federal or state regulations: Addition of one new evaporator on the flue gas desulfurization system for Unit 8. | 2025-02-26 | 11314807 | 100
27316 | T1 | NRG TEXAS POWER LLC | LIMESTONE ELECTRIC GENERATING STATION | Latitude = 31.4108, Longitude = -96.2616 | Limestone County | TX | 77846 | LIMESTONE | CN603207218 | RN100542927 | Wastewater impoundment upgrades consisting of dredging to maintain the pond capacities and dredged materials disposed of in onsite CCR landfill. | The following property is used 100% for pollution control to meet or exceed federal or state regulations: Wastewater impoundment upgrades consisting of dredging to maintain the pond capacities and dredged materials disposed of in onsite CCR landfill. | 2025-02-20 | 3245181 | 100
27317 | T1 | NRG TEXAS POWER LLC | LIMESTONE ELECTRIC GENERATING STATION | Latitude = 31.4108, Longitude = -96.2616 | Limestone County | TX | 77846 | LIMESTONE | CN603207218 | RN100542927 | Closure of 10 acres of landfill cells and installation of final cover systems to prevent the inadvertent release of coal combustion residuals. | The following property is used 100% for pollution control to meet or exceed federal or state regulations: Closure of 10 acres of landfill cells and installation of final cover systems to prevent the inadvertent release of coal combustion residuals. | 2025-02-26 | 7265659 | 100
27318 | T1 | NRG TEXAS POWER LLC | LIMESTONE ELECTRIC GENERATING STATION | Latitude = 31.4108, Longitude = -96.2616 | Limestone County | TX | 77846 | LIMESTONE | CN603207218 | RN100542927 | Unit 1 and 2 bottom ash system additions for coal combustion residuals collection, transport and disposal consisting of valve, pump, and piping upgrades, and structural repairs to a hydrobin tower. | The following property is used 100% for pollution control to meet or exceed federal or state regulations: Unit 1 and 2 bottom ash system additions for coal combustion residuals collection, transport and disposal consisting of valve, pump, and piping upgrades, and structural repairs to a hydrobin tower. | 2025-02-19 | 7879369 | 100
27319 | T1 | NRG TEXAS POWER LLC | LIMESTONE ELECTRIC GENERATING STATION | Latitude = 31.4108, Longitude = -96.2616 | Limestone County | TX | 77846 | LIMESTONE | CN603207218 | RN100542927 | Electrostatic precipitator system upgrade consisting of new transformer rectifier sets and collection plates. | The following property is used 100% for pollution control to meet or exceed federal or state regulations: Electrostatic precipitator system upgrade consisting of new transformer rectifier sets and collection plates. | 2025-02-24 | 1768032 | 100
27320 | T1 | NRG TEXAS POWER LLC | LIMESTONE ELECTRIC GENERATING STATION | Latitude = 31.4108, Longitude = -96.2616 | Limestone County | TX | 77846 | LIMESTONE | CN603207218 | RN100542927 | Flue gas desulfurization (FGD) system upgrade consisting of eight new FGD pumps, horseshoe duct, relocation of two sets of Density/pH Loops, and maintenance at EPNs LMS1 and LMS2 consisting of scrubber tower inlet/outlet isolation dampers and duct metal upgrades and external scrubber system insulation/sheathing upgrades. | The following property is used 100% for pollution control to meet or exceed federal or state regulations: Flue gas desulfurization (FGD) system upgrade consisting of eight new FGD pumps, horseshoe duct, relocation of two sets of Density/pH Loops, and maintenance at EPNs LMS1 and LMS2 consisting of scrubber tower inlet/outlet isolation dampers and duct metal upgrades and external scrubber system insulation/sheathing upgrades. | 2025-03-05 | 3818924 | 100
27321 | T1 | HEP JAVELINA SMR LLC | AIR PRODUCTS CORPUS CHRISTI HYDROGEN FACILITY | 5401 UP RIVER RD | CORPUS CHRISTI | TX | 78407 | NUECES | CN606317915 | RN105863914 | Continuous emissions monitoring system and catalytic reduction system at EPN HP-1. | The following property is used 100% for pollution control to meet or exceed federal or state regulations: Continuous emissions monitoring system and catalytic reduction system at EPN HP-1. | 2025-01-14 | 1140000 | 100
27322 | T1 | GEORGIA-PACIFIC WOOD PRODUCTS LLC | GEORGIA-PACIFIC WOOD PRODUCTS PINELAND MANUFACTURING COMPLEX | Latitude = 31.25, Longitude = -93.975 | Sabine County | TX | 75968 | SABINE | CN603126640 | RN100217744 | Increase in stack height of 45 feet for kiln stacks 1-5 and 7. | The following property is used 100% for pollution control to meet or exceed federal or state regulations: Increase in stack height of 45 feet for kiln stacks 1-5 and 7. | 2025-01-17 | 1680009 | 100
27323 | T1 | LEPRINO FOODS COMPANY | LEPRINO FOODS LUBBOCK WATER RECLAMATION FACILITY | 4502 E 4TH ST | LUBBOCK | TX | 79403 | LUBBOCK | CN605980739 | RN111422333 | Water reclamation facility consisting of two 250,000-gallon anaerobic equalization tanks; two 500,000-gallon anaerobic reactors; three ultrafiltration UF membrane skids; two 815,000-gallon aerobic equalization tanks; one 200,000-gallon anoxic selector tank; two 817,000-gallon aeration basins; one 240,000-gallon flocculation tank; nine hollow fiber ultrafiltration membrane skids; two ultraviolet disinfection systems; one 30,000-gallon post aeration tank; one 125,000-gallon sludge thickening tank; one 225,000-gallon fermentation tank; one 40,000-gallon solids storage tank; one quad-screw screw press; one 1,500,000-gallon multipurpose lagoon; one 10,500,000-gallon non-compliant effluent lagoon; two 6,300,000-gallon evaporation lagoons; one combustion engine with associated sulfur scrubber used to generate electricity for the wastewater treatment plant; and an onsite building containing wastewater treatment equipment, a blower room, an electrical room, and a laboratory for testing wastewater. | The following property is used 100% for pollution control to meet or exceed federal or state regulations: Water reclamation facility consisting of two 250,000-gallon anaerobic equalization tanks; two 500,000-gallon anaerobic reactors; three ultrafiltration UF membrane skids; two 815,000-gallon aerobic equalization tanks; one 200,000-gallon anoxic selector tank; two 817,000-gallon aeration basins; one 240,000-gallon flocculation tank; nine hollow fiber ultrafiltration membrane skids; two ultraviolet disinfection systems; one 30,000-gallon post aeration tank; one 125,000-gallon sludge thickening tank; one 225,000-gallon fermentation tank; one 40,000-gallon solids storage tank; one quad-screw screw press; one 1,500,000-gallon multipurpose lagoon; one 10,500,000-gallon non-compliant effluent lagoon; two 6,300,000-gallon evaporation lagoons; one combustion engine with associated sulfur scrubber used to generate electricity for the wastewater treatment plant; and an onsite building containing wastewater treatment equipment, a blower room, an electrical room, and a laboratory for testing wastewater. | 2025-04-29 | 82000000 | 100
27324 | T1 | ONCOR ELECTRIC DELIVERY COMPANY LLC | ROANOKE WEST SUB | Latitude = 33.012032, Longitude = -97.23604 | Denton County | TX | 76262 | DENTON | CN603313842 | RN112116652 | Secondary containment consisting of a concrete pad around the transformer, an oil-water separator, and a metal railing. | The following property is used 100% for pollution control to meet or exceed federal or state regulations: Secondary containment consisting of a concrete pad around the transformer, an oil-water separator, and a metal railing. | 2025-01-27 | 41360 | 100
27325 | T1 | ONCOR ELECTRIC DELIVERY COMPANY LLC | ROANOKE SWITCH | Latitude = 32.992341, Longitude = -97.261591 | Denton County | TX | 76262 | DENTON | CN603313842 | RN112116660 | Secondary containment consisting of a concrete pad around the transformer, an oil-water separator, and a metal railing. | The following property is used 100% for pollution control to meet or exceed federal or state regulations: Secondary containment consisting of a concrete pad around the transformer, an oil-water separator, and a metal railing. | 2025-01-27 | 34210 | 100
27326 | T1 | ONCOR ELECTRIC DELIVERY COMPANY LLC | REGAL ROW SUBSTATION | Latitude = 32.829525, Longitude = -96.883581 | Dallas County | TX | 75247 | DALLAS | CN603313842 | RN112116678 | Secondary containment consisting of a concrete pad around the transformer, an oil-water separator, and a metal railing and trench unit catastrophic containment consisting of an earthen berm, trench containment unit, and separator that contains oil. | The following property is used 100% for pollution control to meet or exceed federal or state regulations: Secondary containment consisting of a concrete pad around the transformer, an oil-water separator, and a metal railing and trench unit catastrophic containment consisting of an earthen berm, trench containment unit, and separator that contains oil. | 2025-01-29 | 177885 | 100
27327 | T1 | ONCOR ELECTRIC DELIVERY COMPANY LLC | PRAIRIE CREEK SUBSTATION | Latitude = 32.776833, Longitude = -96.664212 | Dallas County | TX | 75227 | DALLAS | CN603313842 | RN112116686 | Secondary containment consisting of a concrete pad around the transformer, an oil-water separator, and a metal railing and trench unit catastrophic containment consisting of an earthen berm, trench containment unit, and separator that contains oil. | The following property is used 100% for pollution control to meet or exceed federal or state regulations: Secondary containment consisting of a concrete pad around the transformer, an oil-water separator, and a metal railing and trench unit catastrophic containment consisting of an earthen berm, trench containment unit, and separator that contains oil. | 2025-01-29 | 191635 | 100
27328 | T1 | ONCOR ELECTRIC DELIVERY COMPANY LLC | PARKERVILLE RD SUB | Latitude = 32.574703, Longitude = -96.86884 | Dallas County | TX | 75115 | DALLAS | CN603313842 | RN112116694 | Secondary containment consisting of a concrete pad around the transformer, an oil-water separator, and a metal railing and trench unit catastrophic containment consisting of an earthen berm, trench containment unit, and separator that contains oil. | The following property is used 100% for pollution control to meet or exceed federal or state regulations: Secondary containment consisting of a concrete pad around the transformer, an oil-water separator, and a metal railing and trench unit catastrophic containment consisting of an earthen berm, trench containment unit, and separator that contains oil. | 2025-01-29 | 169100 | 100
27329 | T1 | ONCOR ELECTRIC DELIVERY COMPANY LLC | PARKER MAXWELL CREEK SUBSTATION | Latitude = 33.06063, Longitude = -96.609444 | Collin County | TX | 75002 | COLLIN | CN603313842 | RN109627398 | Secondary containment consisting of a concrete pad around the transformer, an oil-water separator, and a metal railing and trench unit catastrophic containment consisting of an earthen berm, trench containment unit, and separator that contains oil. | The following property is used 100% for pollution control to meet or exceed federal or state regulations: Secondary containment consisting of a concrete pad around the transformer, an oil-water separator, and a metal railing and trench unit catastrophic containment consisting of an earthen berm, trench containment unit, and separator that contains oil. | 2025-01-29 | 157700 | 100
27330 | T1 | ONCOR ELECTRIC DELIVERY COMPANY LLC | PADERA SUBSTATION | Latitude = 32.520684, Longitude = -97.019096 | Ellis County | TX | 76065 | ELLIS | CN603313842 | RN112116702 | Secondary containment consisting of a concrete pad around the transformer, an oil-water separator, and a metal railing and trench unit catastrophic containment consisting of an earthen berm, trench containment unit, and separator that contains oil. | The following property is used 100% for pollution control to meet or exceed federal or state regulations: Secondary containment consisting of a concrete pad around the transformer, an oil-water separator, and a metal railing and trench unit catastrophic containment consisting of an earthen berm, trench containment unit, and separator that contains oil. | 2025-01-29 | 175530 | 100
27331 | T1 | ONCOR ELECTRIC DELIVERY COMPANY LLC | OLD LAKE SWITCH | Latitude = 33.747558, Longitude = -98.11456 | Clay County | TX | 76228 | CLAY | CN603313842 | RN112116710 | Secondary containment consisting of a concrete pad around the transformer, an oil-water separator, and a metal railing. | The following property is used 100% for pollution control to meet or exceed federal or state regulations: Secondary containment consisting of a concrete pad around the transformer, an oil-water separator, and a metal railing. | 2025-01-27 | 43890 | 100
27332 | T1 | ONCOR ELECTRIC DELIVERY COMPANY LLC | NEWTON BRANCH SUB | Latitude = 32.467779, Longitude = -97.022713 | Ellis County | TX | 76065 | ELLIS | CN603313842 | RN112116728 | Secondary containment consisting of a concrete pad around the transformer, an oil-water separator, and a metal railing. | The following property is used 100% for pollution control to meet or exceed federal or state regulations: Secondary containment consisting of a concrete pad around the transformer, an oil-water separator, and a metal railing. | 2025-01-27 | 34112 | 100
27333 | T1 | ONCOR ELECTRIC DELIVERY COMPANY LLC | MUSTANG SUBSTATION | Latitude = 32.4529, Longitude = -102.3704 | Andrews County | TX | 79714 | ANDREWS | CN603313842 | RN111445920 | Secondary containment consisting of a concrete pad around the transformer, an oil-water separator, and a metal railing. | The following property is used 100% for pollution control to meet or exceed federal or state regulations: Secondary containment consisting of a concrete pad around the transformer, an oil-water separator, and a metal railing. | 2025-01-27 | 69235 | 100
27334 | T1 | ONCOR ELECTRIC DELIVERY COMPANY LLC | MOUNTAIN BRANCH SUB | Latitude = 32.373543, Longitude = -98.768933 | Eastland County | TX | 76448 | EASTLAND | CN603313842 | RN112116736 | Secondary containment consisting of a concrete pad around the transformer, an oil-water separator, and a metal railing. | The following property is used 100% for pollution control to meet or exceed federal or state regulations: Secondary containment consisting of a concrete pad around the transformer, an oil-water separator, and a metal railing. | 2025-01-27 | 66325 | 100
27335 | T1 | ONCOR ELECTRIC DELIVERY COMPANY LLC | MOSS SWITCH | Latitude = 31.8125, Longitude = -102.495122 | Ector County | TX | 79763 | ECTOR | CN603313842 | RN109668954 | Secondary containment consisting of a concrete pad around the transformer, an oil-water separator, and a metal railing. | The following property is used 100% for pollution control to meet or exceed federal or state regulations: Secondary containment consisting of a concrete pad around the transformer, an oil-water separator, and a metal railing. | 2025-01-27 | 116374 | 100
27336 | T1 | ONCOR ELECTRIC DELIVERY COMPANY LLC | MOOREHEAD SUBSTATION | Latitude = 32.983756, Longitude = -96.652112 | Dallas County | TX | 75044 | DALLAS | CN603313842 | RN112116744 | Secondary containment consisting of a concrete pad around the transformer, an oil-water separator, and a metal railing and trench unit catastrophic containment consisting of an earthen berm, trench containment unit, and separator that contains oil. | The following property is used 100% for pollution control to meet or exceed federal or state regulations: Secondary containment consisting of a concrete pad around the transformer, an oil-water separator, and a metal railing and trench unit catastrophic containment consisting of an earthen berm, trench containment unit, and separator that contains oil. | 2025-01-29 | 255700 | 100
27337 | T1 | ONCOR ELECTRIC DELIVERY COMPANY LLC | MIDLOTHIAN SOUTH SUBSTATION | Latitude = 32.467363, Longitude = -96.991592 | Ellis County | TX | 76065 | ELLIS | CN603313842 | RN112116751 | Secondary containment consisting of a concrete pad around the transformer, an oil-water separator, and a metal railing and trench unit catastrophic containment consisting of an earthen berm, trench containment unit, and separator that contains oil. | The following property is used 100% for pollution control to meet or exceed federal or state regulations: Secondary containment consisting of a concrete pad around the transformer, an oil-water separator, and a metal railing and trench unit catastrophic containment consisting of an earthen berm, trench containment unit, and separator that contains oil. | 2025-01-29 | 203205 | 100
27338 | T1 | ONCOR ELECTRIC DELIVERY COMPANY LLC | MATILDA SUBSTATION | 2005 MATILDA ST | DALLAS | TX | 75206 | DALLAS | CN603313842 | RN112116769 | Secondary containment consisting of a concrete pad around the transformer, an oil-water separator, and a metal railing. | The following property is used 100% for pollution control to meet or exceed federal or state regulations: Secondary containment consisting of a concrete pad around the transformer, an oil-water separator, and a metal railing. | 2025-01-27 | 66340 | 100
27339 | T1 | ONCOR ELECTRIC DELIVERY COMPANY LLC | MARY AVE SUBSTATION | Latitude = 31.538121, Longitude = -97.148283 | Mclennan County | TX | 76701 | MCLENNAN | CN603313842 | RN112116777 | Secondary containment consisting of a concrete pad around the transformer, an oil-water separator, and a metal railing. | The following property is used 100% for pollution control to meet or exceed federal or state regulations: Secondary containment consisting of a concrete pad around the transformer, an oil-water separator, and a metal railing. | 2025-01-27 | 33670 | 100
27340 | T1 | ONCOR ELECTRIC DELIVERY COMPANY LLC | MAPLE AVE SUBSTATION | 2510 BUTLER ST | DALLAS | TX | 75235 | DALLAS | CN603313842 | RN112116785 | Secondary containment consisting of a concrete pad around the transformer, an oil-water separator, and a metal railing and trench unit catastrophic containment consisting of an earthen berm, trench containment unit, and separator that contains oil. | The following property is used 100% for pollution control to meet or exceed federal or state regulations: Secondary containment consisting of a concrete pad around the transformer, an oil-water separator, and a metal railing and trench unit catastrophic containment consisting of an earthen berm, trench containment unit, and separator that contains oil. | 2025-02-06 | 173865 | 100
27341 | T1 | ONCOR ELECTRIC DELIVERY COMPANY LLC | LOVEBIRD SUB | Latitude = 32.677632, Longitude = -96.883277 | Dallas County | TX | 75237 | DALLAS | CN603313842 | RN112116793 | Secondary containment consisting of a concrete pad around the transformer, an oil-water separator, and a metal railing and trench unit catastrophic containment consisting of an earthen berm, trench containment unit, and separator that contains oil. | The following property is used 100% for pollution control to meet or exceed federal or state regulations: Secondary containment consisting of a concrete pad around the transformer, an oil-water separator, and a metal railing and trench unit catastrophic containment consisting of an earthen berm, trench containment unit, and separator that contains oil. | 2025-02-06 | 189190 | 100
27342 | T1 | ONCOR ELECTRIC DELIVERY COMPANY LLC | LANCASTER SUBSTATION | Latitude = 32.585893, Longitude = -96.781485 | Dallas County | TX | 75146 | DALLAS | CN603313842 | RN112116801 | Secondary containment consisting of a concrete pad around the transformer, an oil-water separator, and a metal railing. | The following property is used 100% for pollution control to meet or exceed federal or state regulations: Secondary containment consisting of a concrete pad around the transformer, an oil-water separator, and a metal railing. | 2025-01-27 | 66840 | 100
27343 | T1 | ONCOR ELECTRIC DELIVERY COMPANY LLC | KAUFMAN SOUTH SUBSTATION | 6502 FM 1388 | KAUFMAN | TX | 75142 | KAUFMAN | CN603313842 | RN112116819 | Secondary containment consisting of a concrete pad around the transformer, an oil-water separator, and a metal railing. | The following property is used 100% for pollution control to meet or exceed federal or state regulations: Secondary containment consisting of a concrete pad around the transformer, an oil-water separator, and a metal railing. | 2025-01-27 | 65385 | 100
27344 | T1 | ONCOR ELECTRIC DELIVERY COMPANY LLC | JUDKINS SUBSTATION | Latitude = 31.716582, Longitude = -102.597361 | Ector County | TX | 79763 | ECTOR | CN603313842 | RN112116827 | Secondary containment consisting of a concrete pad around the transformer, an oil-water separator, and a metal railing. | The following property is used 100% for pollution control to meet or exceed federal or state regulations: Secondary containment consisting of a concrete pad around the transformer, an oil-water separator, and a metal railing. | 2025-01-27 | 69145 | 100
27345 | T1 | ONCOR ELECTRIC DELIVERY COMPANY LLC | JACKSONVILLE WEST SUB | Latitude = 31.95861, Longitude = -95.31514 | Cherokee County | TX | 75766 | CHEROKEE | CN603313842 | RN112116835 | Secondary containment consisting of a concrete pad around the transformer, an oil-water separator, and a metal railing and trench unit catastrophic containment consisting of an earthen berm, trench containment unit, and separator that contains oil. | The following property is used 100% for pollution control to meet or exceed federal or state regulations: Secondary containment consisting of a concrete pad around the transformer, an oil-water separator, and a metal railing and trench unit catastrophic containment consisting of an earthen berm, trench containment unit, and separator that contains oil. | 2025-02-06 | 166860 | 100
27346 | T1 | ONCOR ELECTRIC DELIVERY COMPANY LLC | IVY LEAGUE SUB | Latitude = 33.158923, Longitude = -96.496632 | Collin County | TX | 75407 | COLLIN | CN603313842 | RN112116843 | Secondary containment consisting of a concrete pad around the transformer, an oil-water separator, and a metal railing and trench unit catastrophic containment consisting of an earthen berm, trench containment unit, and separator that contains oil | The following property is used 100% for pollution control to meet or exceed federal or state regulations: Secondary containment consisting of a concrete pad around the transformer, an oil-water separator, and a metal railing and trench unit catastrophic containment consisting of an earthen berm, trench containment unit, and separator that contains oil | 2025-02-06 | 182530 | 100
27347 | T1 | ONCOR ELECTRIC DELIVERY COMPANY LLC | IRVING GRANT STREET SUB 1 | Latitude = 32.817163, Longitude = -96.945343 | Dallas County | TX | 75061 | DALLAS | CN603313842 | RN110935772 | Trench unit catastrophic containment system consisting of an earthen berm, a trench containment unit, and an oil-water separator. | The following property is used 100% for pollution control to meet or exceed federal or state regulations: Trench unit catastrophic containment system consisting of an earthen berm, a trench containment unit, and an oil-water separator. | 2025-02-12 | 162395 | 100
27348 | T1 | ONCOR ELECTRIC DELIVERY COMPANY LLC | INWOOD RD SUBSTATION 1 AND 2 | Latitude = 32.942707, Longitude = -96.826009 | Dallas County | TX | 75254 | DALLAS | CN603313842 | RN109657924 | Secondary containment consisting of a concrete pad around the transformer, an oil-water separator, and a metal railing. | The following property is used 100% for pollution control to meet or exceed federal or state regulations: Secondary containment consisting of a concrete pad around the transformer, an oil-water separator, and a metal railing. | 2025-01-27 | 39715 | 100
27349 | T1 | ONCOR ELECTRIC DELIVERY COMPANY LLC | COURTNEY CREEK SWITCH | Latitude = 31.06165, Longitude = -102.943825 | Pecos County | TX | 79735 | PECOS | CN603313842 | RN112117254 | Secondary containment consisting of a concrete pad around the transformer, an oil-water separator, and a metal railing. | The following property is used 100% for pollution control to meet or exceed federal or state regulations: Secondary containment consisting of a concrete pad around the transformer, an oil-water separator, and a metal railing. | 2025-01-27 | 37620 | 100
27350 | T1 | ONCOR ELECTRIC DELIVERY COMPANY LLC | INGLE SUBSTATION | Latitude = 33.056152, Longitude = -96.239158 | Hunt County | TX | 75135 | HUNT | CN603313842 | RN111886222 | Trench unit catastrophic containment system consisting of an earthen berm, a trench containment unit, and an oil-water separator. | The following property is used 100% for pollution control to meet or exceed federal or state regulations: Trench unit catastrophic containment system consisting of an earthen berm, a trench containment unit, and an oil-water separator. | 2025-02-12 | 111390 | 100
27351 | T1 | ONCOR ELECTRIC DELIVERY COMPANY LLC | HOWE SUBSTATION | Latitude = 33.575343, Longitude = -96.607274 | Grayson County | TX | 75090 | GRAYSON | CN603313842 | RN112117262 | Secondary containment consisting of a concrete pad around the transformer, an oil-water separator, and a metal railing. | The following property is used 100% for pollution control to meet or exceed federal or state regulations: Secondary containment consisting of a concrete pad around the transformer, an oil-water separator, and a metal railing. | 2025-01-27 | 66745 | 100
27352 | T1 | ONCOR ELECTRIC DELIVERY COMPANY LLC | HORSEMAN SUBSTATION | Latitude = 32.876029, Longitude = -97.344759 | Tarrant County | TX | 76131 | TARRANT | CN603313842 | RN112117270 | Secondary containment consisting of a concrete pad around the transformer, an oil-water separator, and a metal railing and trench unit catastrophic containment consisting of an earthen berm, trench containment unit, and separator that contains oil. | The following property is used 100% for pollution control to meet or exceed federal or state regulations: Secondary containment consisting of a concrete pad around the transformer, an oil-water separator, and a metal railing and trench unit catastrophic containment consisting of an earthen berm, trench containment unit, and separator that contains oil. | 2025-02-06 | 179150 | 100
27353 | T1 | ONCOR ELECTRIC DELIVERY COMPANY LLC | GREENVILLE AVE SUB | Latitude = 32.841707, Longitude = -96.768929 | Dallas County | TX | 75206 | DALLAS | CN603313842 | RN105937098 | Secondary containment consisting of a concrete pad around the transformer, an oil-water separator, and a metal railing. | The following property is used 100% for pollution control to meet or exceed federal or state regulations: Secondary containment consisting of a concrete pad around the transformer, an oil-water separator, and a metal railing. | 2025-01-27 | 124770 | 100
27354 | T1 | ONCOR ELECTRIC DELIVERY COMPANY LLC | GRAND PRAIRIE SUBSTATION | Latitude = 32.729284, Longitude = -96.993704 | Dallas County | TX | 75051 | DALLAS | CN603313842 | RN109628677 | Secondary containment consisting of a concrete pad around the transformer, an oil-water separator, and a metal railing and trench unit catastrophic containment consisting of an earthen berm, trench containment unit, and separator that contains oil. | The following property is used 100% for pollution control to meet or exceed federal or state regulations: Secondary containment consisting of a concrete pad around the transformer, an oil-water separator, and a metal railing and trench unit catastrophic containment consisting of an earthen berm, trench containment unit, and separator that contains oil. | 2025-02-06 | 174445 | 100
27355 | T1 | ONCOR ELECTRIC DELIVERY COMPANY LLC | FROW SUBSTATION | Latitude = 31.568567, Longitude = -97.111498 | Mclennan County | TX | 76704 | MCLENNAN | CN603313842 | RN112117288 | Secondary containment consisting of a concrete pad around the transformer, an oil-water separator, and a metal railing and trench unit catastrophic containment consisting of an earthen berm, trench containment unit, and separator that contains oil. | The following property is used 100% for pollution control to meet or exceed federal or state regulations: Secondary containment consisting of a concrete pad around the transformer, an oil-water separator, and a metal railing and trench unit catastrophic containment consisting of an earthen berm, trench containment unit, and separator that contains oil. | 2025-02-06 | 147920 | 100
27356 | T1 | ONCOR ELECTRIC DELIVERY COMPANY LLC | FERRIS SUBSTATION | Latitude = 32.527502, Longitude = -96.669491 | Ellis County | TX | 75125 | ELLIS | CN603313842 | RN112117296 | Secondary containment consisting of a concrete pad around the transformer, an oil-water separator, and a metal railing. | The following property is used 100% for pollution control to meet or exceed federal or state regulations: Secondary containment consisting of a concrete pad around the transformer, an oil-water separator, and a metal railing. | 2025-01-27 | 66385 | 100
27357 | T1 | ONCOR ELECTRIC DELIVERY COMPANY LLC | EVERMAN SWITCH | Latitude = 32.639838, Longitude = -97.25181 | Tarrant County | TX | 76140 | TARRANT | CN603313842 | RN111172003 | Trench unit catastrophic containment system consisting of an earthen berm, a trench containment unit, and an oil-water separator. | The following property is used 100% for pollution control to meet or exceed federal or state regulations: Trench unit catastrophic containment system consisting of an earthen berm, a trench containment unit, and an oil-water separator. | 2025-02-12 | 282775 | 100
27358 | T1 | ONCOR ELECTRIC DELIVERY COMPANY LLC | EDDY SUBSATION | Latitude = 31.291966, Longitude = -97.260133 | Mclennan County | TX | 76524 | MCLENNAN | CN603313842 | RN112117304 | Secondary containment consisting of a concrete pad around the transformer, an oil-water separator, and a metal railing. | The following property is used 100% for pollution control to meet or exceed federal or state regulations: Secondary containment consisting of a concrete pad around the transformer, an oil-water separator, and a metal railing. | 2025-01-27 | 66370 | 100
27359 | T1 | ONCOR ELECTRIC DELIVERY COMPANY LLC | DOUBLE CREEK SUBSTATION | Latitude = 30.490133, Longitude = -97.647262 | Williamson County | TX | 78664 | WILLIAMSON | CN603313842 | RN112117312 | Secondary containment consisting of a concrete pad around the transformer, an oil-water separator, and a metal railing and trench unit catastrophic containment consisting of an earthen berm, trench containment unit, and separator that contains oil. | The following property is used 100% for pollution control to meet or exceed federal or state regulations: Secondary containment consisting of a concrete pad around the transformer, an oil-water separator, and a metal railing and trench unit catastrophic containment consisting of an earthen berm, trench containment unit, and separator that contains oil. | 2025-02-06 | 192190 | 100
27360 | T1 | ONCOR ELECTRIC DELIVERY COMPANY LLC | DORCHESTER SUB | Latitude = 33.510733, Longitude = -96.66554 | Grayson County | TX | 75459 | GRAYSON | CN603313842 | RN112117320 | Secondary containment consisting of a concrete pad around the transformer, an oil-water separator, and a metal railing. | The following property is used 100% for pollution control to meet or exceed federal or state regulations: Secondary containment consisting of a concrete pad around the transformer, an oil-water separator, and a metal railing. | 2025-01-27 | 33205 | 100
27361 | T1 | ONCOR ELECTRIC DELIVERY COMPANY LLC | DENTON DRIVE SUBSTATION | Latitude = 32.847928, Longitude = -96.871579 | Dallas County | TX | 75220 | DALLAS | CN603313842 | RN112117338 | Trench unit catastrophic containment system consisting of an earthen berm, a trench containment unit, and an oil-water separator. | The following property is used 100% for pollution control to meet or exceed federal or state regulations: Trench unit catastrophic containment system consisting of an earthen berm, a trench containment unit, and an oil-water separator. | 2025-02-12 | 277875 | 100
27362 | T1 | ONCOR ELECTRIC DELIVERY COMPANY LLC | DEALEY STREET SUBSTATION | Latitude = 32.764737, Longitude = -96.819022 | Dallas County | TX | 75203 | DALLAS | CN603313842 | RN112117346 | Trench unit catastrophic containment system consisting of an earthen berm, a trench containment unit, and an oil-water separator. | The following property is used 100% for pollution control to meet or exceed federal or state regulations: Trench unit catastrophic containment system consisting of an earthen berm, a trench containment unit, and an oil-water separator. | 2025-02-12 | 230780 | 100
27363 | T1 | ONCOR ELECTRIC DELIVERY COMPANY LLC | DAVIS STREET SUB | Latitude = 32.748783, Longitude = -96.857532 | Dallas County | TX | 75211 | DALLAS | CN603313842 | RN112117353 | Secondary containment consisting of a concrete pad around the transformer, an oil-water separator, and a metal railing and trench unit catastrophic containment consisting of an earthen berm, trench containment unit, and separator that contains oil. | The following property is used 100% for pollution control to meet or exceed federal or state regulations: Secondary containment consisting of a concrete pad around the transformer, an oil-water separator, and a metal railing and trench unit catastrophic containment consisting of an earthen berm, trench containment unit, and separator that contains oil. | 2025-02-06 | 221384 | 100
27364 | T1 | ONCOR ELECTRIC DELIVERY COMPANY LLC | CUMBY SUBSTATION | Latitude = 33.121235, Longitude = -95.828351 | Hopkins County | TX | 75433 | HOPKINS | CN603313842 | RN112117361 | Secondary containment consisting of a concrete pad around the transformer, an oil-water separator, and a metal railing. | The following property is used 100% for pollution control to meet or exceed federal or state regulations: Secondary containment consisting of a concrete pad around the transformer, an oil-water separator, and a metal railing. | 2025-01-27 | 34648 | 100
27365 | T1 | ONCOR ELECTRIC DELIVERY COMPANY LLC | CUMBY TAP SWITCH | Latitude = 33.184566, Longitude = -95.803171 | Hopkins County | TX | 75433 | HOPKINS | CN603313842 | RN112117379 | Secondary containment consisting of a concrete pad around the transformer, an oil-water separator, and a metal railing. | The following property is used 100% for pollution control to meet or exceed federal or state regulations: Secondary containment consisting of a concrete pad around the transformer, an oil-water separator, and a metal railing. | 2025-01-27 | 34648 | 100
27366 | T1 | ONCOR ELECTRIC DELIVERY COMPANY LLC | COMPTON STREET SUB | Latitude = 32.743744, Longitude = -96.802619 | Dallas County | TX | 75203 | DALLAS | CN603313842 | RN112117387 | Secondary containment consisting of a concrete pad around the transformer, an oil-water separator, and a metal railing. | The following property is used 100% for pollution control to meet or exceed federal or state regulations: Secondary containment consisting of a concrete pad around the transformer, an oil-water separator, and a metal railing. | 2025-01-27 | 64960 | 100
27367 | T1 | ONCOR ELECTRIC DELIVERY COMPANY LLC | CHANCELLOR ROW SUB | Latitude = 32.814026, Longitude = -96.881254 | Dallas County | TX | 75247 | DALLAS | CN603313842 | RN112117395 | Secondary containment consisting of a concrete pad around the transformer, an oil-water separator, and a metal railing and trench unit catastrophic containment consisting of an earthen berm, trench containment unit, and separator that contains oil. | The following property is used 100% for pollution control to meet or exceed federal or state regulations: Secondary containment consisting of a concrete pad around the transformer, an oil-water separator, and a metal railing and trench unit catastrophic containment consisting of an earthen berm, trench containment unit, and separator that contains oil. | 2025-02-07 | 224405 | 100
27368 | T1 | ONCOR ELECTRIC DELIVERY COMPANY LLC | CATHEY CREEK SUB | Latitude = 30.883519, Longitude = -97.398543 | Bell County | TX | 76534 | BELL | CN603313842 | RN112117403 | Secondary containment consisting of a concrete pad around the transformer, an oil-water separator, and a metal railing. | The following property is used 100% for pollution control to meet or exceed federal or state regulations: Secondary containment consisting of a concrete pad around the transformer, an oil-water separator, and a metal railing. | 2025-01-27 | 34110 | 100
27369 | T1 | ONCOR ELECTRIC DELIVERY COMPANY LLC | CASTLEMAN SUBSTATION | Latitude = 31.4484, Longitude = -97.187914 | Mclennan County | TX | 76643 | MCLENNAN | CN603313842 | RN112117411 | Secondary containment consisting of a concrete pad around the transformer, an oil-water separator, and a metal railing. | The following property is used 100% for pollution control to meet or exceed federal or state regulations: Secondary containment consisting of a concrete pad around the transformer, an oil-water separator, and a metal railing. | 2025-01-27 | 34115 | 100
27370 | T1 | ONCOR ELECTRIC DELIVERY COMPANY LLC | CALMONT SUBSTATION | Latitude = 32.73452, Longitude = -97.449851 | Tarrant County | TX | 76116 | TARRANT | CN603313842 | RN109631176 | Secondary containment consisting of a concrete pad around the transformer, an oil-water separator, and a metal railing. | The following property is used 100% for pollution control to meet or exceed federal or state regulations: Secondary containment consisting of a concrete pad around the transformer, an oil-water separator, and a metal railing. | 2025-01-27 | 34205 | 100
27371 | T1 | ONCOR ELECTRIC DELIVERY COMPANY LLC | BUNTIN DRIVE SUBSTATION | Latitude = 32.704675, Longitude = -96.764024 | Dallas County | TX | 75216 | DALLAS | CN603313842 | RN112117429 | Secondary containment consisting of a concrete pad around the transformer, an oil-water separator, and a metal railing. | The following property is used 100% for pollution control to meet or exceed federal or state regulations: Secondary containment consisting of a concrete pad around the transformer, an oil-water separator, and a metal railing. | 2025-01-27 | 64210 | 100
27372 | T1 | ONCOR ELECTRIC DELIVERY COMPANY LLC | BOWMAN SWITCH | Latitude = 33.810798, Longitude = -98.600622 | Archer County | TX | 76310 | ARCHER | CN603313842 | RN112117437 | Secondary containment consisting of a concrete pad around the transformer, an oil-water separator, and a metal railing. | The following property is used 100% for pollution control to meet or exceed federal or state regulations: Secondary containment consisting of a concrete pad around the transformer, an oil-water separator, and a metal railing. | 2025-01-27 | 112210 | 100
27373 | T1 | ONCOR ELECTRIC DELIVERY COMPANY LLC | BIG SPRING CRMWD SUBSTATION | Latitude = 32.290679, Longitude = -101.468309 | Howard County | TX | 79720 | HOWARD | CN603313842 | RN112117445 | Secondary containment consisting of a concrete pad around the transformer, an oil-water separator, and a metal railing. | The following property is used 100% for pollution control to meet or exceed federal or state regulations: Secondary containment consisting of a concrete pad around the transformer, an oil-water separator, and a metal railing. | 2025-01-27 | 34785 | 100
27374 | T1 | ONCOR ELECTRIC DELIVERY COMPANY LLC | BELL MOUNTAIN SUB | Latitude = 32.74219, Longitude = -97.73539 | Parker County | TX | 76086 | PARKER | CN603313842 | RN111585055 | Secondary containment consisting of a concrete pad around the transformer, an oil-water separator, and a metal railing and trench unit catastrophic containment consisting of an earthen berm, trench containment unit, and separator that contains oil. | The following property is used 100% for pollution control to meet or exceed federal or state regulations: Secondary containment consisting of a concrete pad around the transformer, an oil-water separator, and a metal railing and trench unit catastrophic containment consisting of an earthen berm, trench containment unit, and separator that contains oil. | 2025-02-07 | 153150 | 100
27375 | T1 | ONCOR ELECTRIC DELIVERY COMPANY LLC | BEAR CREEK SUBSTATION | Latitude = 32.893586, Longitude = -97.201677 | Tarrant County | TX | 76182 | TARRANT | CN603313842 | RN109627232 | Secondary containment consisting of a concrete pad around the transformer, an oil-water separator, and a metal railing. | The following property is used 100% for pollution control to meet or exceed federal or state regulations: Secondary containment consisting of a concrete pad around the transformer, an oil-water separator, and a metal railing. | 2025-01-27 | 34215 | 100
27376 | T1 | ONCOR ELECTRIC DELIVERY COMPANY LLC | APPLE SUBSTATION | Latitude = 31.676216, Longitude = -102.364581 | Ector County | TX | 79766 | ECTOR | CN603313842 | RN112117460 | Secondary containment consisting of a concrete pad around the transformer, an oil-water separator, and a metal railing. | The following property is used 100% for pollution control to meet or exceed federal or state regulations: Secondary containment consisting of a concrete pad around the transformer, an oil-water separator, and a metal railing. | 2025-01-27 | 36145 | 100
27377 | T1 | ONCOR ELECTRIC DELIVERY COMPANY LLC | WILSHIRE SUBSTATION | 2227 SW WILSHIRE BLVD | BURLESON | TX | 76028 | JOHNSON | CN603313842 | RN112118500 | Secondary containment consisting of a concrete pad around the transformer, an oil-water separator, and a metal railing and trench unit catastrophic containment consisting of an earthen berm, trench containment unit, and separator that contains oil. | The following property is used 100% for pollution control to meet or exceed federal or state regulations: Secondary containment consisting of a concrete pad around the transformer, an oil-water separator, and a metal railing and trench unit catastrophic containment consisting of an earthen berm, trench containment unit, and separator that contains oil. | 2025-02-07 | 149420 | 100
27378 | T1 | ONCOR ELECTRIC DELIVERY COMPANY LLC | WILLOW WELLS SUBSTATION | Latitude = 31.76818, Longitude = -103.271892 | Winkler County | TX | 79789 | WINKLER | CN603313842 | RN111645081 | Secondary containment consisting of a concrete pad around the transformer, an oil-water separator, and a metal railing. | The following property is used 100% for pollution control to meet or exceed federal or state regulations: Secondary containment consisting of a concrete pad around the transformer, an oil-water separator, and a metal railing. | 2025-01-28 | 34580 | 100
27379 | T1 | ONCOR ELECTRIC DELIVERY COMPANY LLC | WESTMORELAND SUB | Latitude = 32.902975, Longitude = -96.873565 | Dallas County | TX | 75211 | DALLAS | CN603313842 | RN112118518 | Secondary containment consisting of a concrete pad around the transformer, an oil-water separator, and a metal railing and trench unit catastrophic containment consisting of an earthen berm, trench containment unit, and separator that contains oil. | The following property is used 100% for pollution control to meet or exceed federal or state regulations: Secondary containment consisting of a concrete pad around the transformer, an oil-water separator, and a metal railing and trench unit catastrophic containment consisting of an earthen berm, trench containment unit, and separator that contains oil. | 2025-02-07 | 200573 | 100
27380 | T1 | ONCOR ELECTRIC DELIVERY COMPANY LLC | WELCH RD SUBSTATION | Latitude = 32.902975, Longitude = -96.873565 | Dallas County | TX | 75229 | DALLAS | CN603313842 | RN112118526 | Secondary containment consisting of a concrete pad around the transformer, an oil-water separator, and a metal railing and trench unit catastrophic containment consisting of an earthen berm, trench containment unit, and separator that contains oil. | The following property is used 100% for pollution control to meet or exceed federal or state regulations: Secondary containment consisting of a concrete pad around the transformer, an oil-water separator, and a metal railing and trench unit catastrophic containment consisting of an earthen berm, trench containment unit, and separator that contains oil. | 2025-02-07 | 195464 | 100
27381 | T1 | ONCOR ELECTRIC DELIVERY COMPANY LLC | WACO M&M MARS SUBSTATION | Latitude = 31.486869, Longitude = -97.195678 | Mclennan County | TX | 76712 | MCLENNAN | CN603313842 | RN112118534 | Secondary containment consisting of a concrete pad around the transformer, an oil-water separator, and a metal railing and trench unit catastrophic containment consisting of an earthen berm, trench containment unit, and separator that contains oil. | The following property is used 100% for pollution control to meet or exceed federal or state regulations: Secondary containment consisting of a concrete pad around the transformer, an oil-water separator, and a metal railing and trench unit catastrophic containment consisting of an earthen berm, trench containment unit, and separator that contains oil. | 2025-02-07 | 151992 | 100
27382 | T1 | ONCOR ELECTRIC DELIVERY COMPANY LLC | VENUS SUBSTATION | Latitude = 32.443552, Longitude = -97.072127 | Ellis County | TX | 76084 | ELLIS | CN603313842 | RN112118542 | Secondary containment consisting of a concrete pad around the transformer, an oil-water separator, and a metal railing. | The following property is used 100% for pollution control to meet or exceed federal or state regulations: Secondary containment consisting of a concrete pad around the transformer, an oil-water separator, and a metal railing. | 2025-01-28 | 32390 | 100
27383 | T1 | ONCOR ELECTRIC DELIVERY COMPANY LLC | VALLEY RANCH SUBSTATION | Latitude = 32.928112, Longitude = -96.971255 | Dallas County | TX | 75019 | DALLAS | CN603313842 | RN112118559 | Secondary containment consisting of a concrete pad around the transformer, an oil-water separator, and a metal railing and trench unit catastrophic containment consisting of an earthen berm, trench containment unit, and separator that contains oil. | The following property is used 100% for pollution control to meet or exceed federal or state regulations: Secondary containment consisting of a concrete pad around the transformer, an oil-water separator, and a metal railing and trench unit catastrophic containment consisting of an earthen berm, trench containment unit, and separator that contains oil. | 2025-02-07 | 158065 | 100
27384 | T1 | ONCOR ELECTRIC DELIVERY COMPANY LLC | TRINITY SUBSTATION | 7250 MIDWAY RD | FORT WORTH | TX | 76118 | TARRANT | CN603313842 | RN112118567 | Secondary containment consisting of a concrete pad around the transformer, an oil-water separator, and a metal railing. | The following property is used 100% for pollution control to meet or exceed federal or state regulations: Secondary containment consisting of a concrete pad around the transformer, an oil-water separator, and a metal railing. | 2025-01-28 | 65785 | 100
27385 | T1 | ONCOR ELECTRIC DELIVERY COMPANY LLC | THORNDALE NORTH SUB | Latitude = 30.620031, Longitude = -97.210874 | Milam County | TX | 76577 | MILAM | CN603313842 | RN112118575 | Secondary containment consisting of a concrete pad around the transformer, an oil-water separator, and a metal railing. | The following property is used 100% for pollution control to meet or exceed federal or state regulations: Secondary containment consisting of a concrete pad around the transformer, an oil-water separator, and a metal railing. | 2025-01-28 | 63485 | 100
27386 | T1 | ONCOR ELECTRIC DELIVERY COMPANY LLC | TERRELL SWITCH | Latitude = 32.732034, Longitude = -96.253768 | Kaufman County | TX | 75161 | KAUFMAN | CN603313842 | RN112118583 | Secondary containment consisting of a concrete pad around the transformer, an oil-water separator, and a metal railing. | The following property is used 100% for pollution control to meet or exceed federal or state regulations: Secondary containment consisting of a concrete pad around the transformer, an oil-water separator, and a metal railing. | 2025-01-28 | 33088 | 100
27387 | T1 | ONCOR ELECTRIC DELIVERY COMPANY LLC | TEN MILE SUB | Latitude = 32.584865, Longitude = -96.731669 | Dallas County | TX | 75146 | DALLAS | CN603313842 | RN112118591 | Secondary containment consisting of a concrete pad around the transformer, an oil-water separator, and a metal railing. | The following property is used 100% for pollution control to meet or exceed federal or state regulations: Secondary containment consisting of a concrete pad around the transformer, an oil-water separator, and a metal railing. | 2025-01-28 | 65185 | 100
27388 | T1 | ONCOR ELECTRIC DELIVERY COMPANY LLC | TEMPLETON SUBSTATION | Latitude = 32.330907, Longitude = -96.765531 | Ellis County | TX | 75165 | ELLIS | CN603313842 | RN112118609 | Secondary containment consisting of a concrete pad around the transformer, an oil-water separator, and a metal railing. | The following property is used 100% for pollution control to meet or exceed federal or state regulations: Secondary containment consisting of a concrete pad around the transformer, an oil-water separator, and a metal railing. | 2025-01-28 | 34185 | 100
27389 | T1 | ONCOR ELECTRIC DELIVERY COMPANY LLC | TEASELVILLE SUBSTATION | Latitude = 32.163798, Longitude = -95.400546 | Smith County | TX | 75757 | SMITH | CN603313842 | RN112118617 | Secondary containment consisting of a concrete pad around the transformer, an oil-water separator, and a metal railing. | The following property is used 100% for pollution control to meet or exceed federal or state regulations: Secondary containment consisting of a concrete pad around the transformer, an oil-water separator, and a metal railing. | 2025-01-28 | 39629 | 100
27390 | T1 | ONCOR ELECTRIC DELIVERY COMPANY LLC | TAYLOR SUBSTATION | Latitude = 30.567185, Longitude = -97.397756 | Williamson County | TX | 76574 | WILLIAMSON | CN603313842 | RN109631200 | Secondary containment consisting of a concrete pad around the transformer, an oil-water separator, and a metal railing. | The following property is used 100% for pollution control to meet or exceed federal or state regulations: Secondary containment consisting of a concrete pad around the transformer, an oil-water separator, and a metal railing. | 2025-01-28 | 91785 | 100
27391 | T1 | ONCOR ELECTRIC DELIVERY COMPANY LLC | STUART SUBSTATION | Latitude = 32.704659, Longitude = -97.324593 | Tarrant County | TX | 76110 | TARRANT | CN603313842 | RN112118625 | Secondary containment consisting of a concrete pad around the transformer, an oil-water separator, and a metal railing and trench unit catastrophic containment consisting of an earthen berm, trench containment unit, and separator that contains oil. | The following property is used 100% for pollution control to meet or exceed federal or state regulations: Secondary containment consisting of a concrete pad around the transformer, an oil-water separator, and a metal railing and trench unit catastrophic containment consisting of an earthen berm, trench containment unit, and separator that contains oil. | 2025-02-07 | 175305 | 100
27392 | T1 | ONCOR ELECTRIC DELIVERY COMPANY LLC | SOUTH HAMPTON SUB | Latitude = 32.661776, Longitude = -96.861592 | Dallas County | TX | 75237 | DALLAS | CN603313842 | RN112118633 | Secondary containment consisting of a concrete pad around the transformer, an oil-water separator, and a metal railing and trench unit catastrophic containment consisting of an earthen berm, trench containment unit, and separator that contains oil. | The following property is used 100% for pollution control to meet or exceed federal or state regulations: Secondary containment consisting of a concrete pad around the transformer, an oil-water separator, and a metal railing and trench unit catastrophic containment consisting of an earthen berm, trench containment unit, and separator that contains oil. | 2025-02-07 | 198125 | 100
27393 | T1 | ONCOR ELECTRIC DELIVERY COMPANY LLC | SORCEY ROAD SUB | Latitude = 32.632152, Longitude = -96.946266 | Dallas County | TX | 75249 | DALLAS | CN603313842 | RN112118641 | Trench unit catastrophic containment system consisting of an earthen berm, a trench containment unit, and an oil-water separator. | The following property is used 100% for pollution control to meet or exceed federal or state regulations: Trench unit catastrophic containment system consisting of an earthen berm, a trench containment unit, and an oil-water separator. | 2025-02-12 | 136690 | 100
27394 | T1 | ONCOR ELECTRIC DELIVERY COMPANY LLC | SMITH CREEK SUB | Latitude = 33.631122, Longitude = -98.00491 | Clay County | TX | 76102 | CLAY | CN603313842 | RN112118658 | Secondary containment consisting of a concrete pad around the transformer, an oil-water separator, and a metal railing. | The following property is used 100% for pollution control to meet or exceed federal or state regulations: Secondary containment consisting of a concrete pad around the transformer, an oil-water separator, and a metal railing. | 2025-01-28 | 34480 | 100
27395 | T1 | ONCOR ELECTRIC DELIVERY COMPANY LLC | SHORT GRASS SUBSTATION | Latitude = 33.601708, Longitude = -98.601784 | Archer County | TX | 76351 | ARCHER | CN603313842 | RN112118666 | Secondary containment consisting of a concrete pad around the transformer, an oil-water separator, and a metal railing. | The following property is used 100% for pollution control to meet or exceed federal or state regulations: Secondary containment consisting of a concrete pad around the transformer, an oil-water separator, and a metal railing. | 2025-01-28 | 33960 | 100
27396 | T1 | ONCOR ELECTRIC DELIVERY COMPANY LLC | SHERRY SWITCH | Latitude = 32.714062, Longitude = -97.071109 | Tarrant County | TX | 76010 | TARRANT | CN603313842 | RN112118674 | Trench unit catastrophic containment system consisting of an earthen berm, a trench containment unit, and an oil-water separator. | The following property is used 100% for pollution control to meet or exceed federal or state regulations: Trench unit catastrophic containment system consisting of an earthen berm, a trench containment unit, and an oil-water separator. | 2025-02-12 | 283945 | 100
27397 | T1 | ONCOR ELECTRIC DELIVERY COMPANY LLC | SAINT AUGUSTINE SUBSTATION | Latitude = 32.731217, Longitude = -96.655709 | Dallas County | TX | 75217 | DALLAS | CN603313842 | RN112118682 | Trench unit catastrophic containment system consisting of an earthen berm, a trench containment unit, and an oil-water separator. | The following property is used 100% for pollution control to meet or exceed federal or state regulations: Trench unit catastrophic containment system consisting of an earthen berm, a trench containment unit, and an oil-water separator. | 2025-02-12 | 127645 | 100
27398 | T1 | ONCOR ELECTRIC DELIVERY COMPANY LLC | ROWLETT SUBSTATION | Latitude = 32.904256, Longitude = -96.549756 | Dallas County | TX | 75088 | DALLAS | CN603313842 | RN112118690 | Secondary containment consisting of a concrete pad around the transformer, an oil-water separator, and a metal railing and trench unit catastrophic containment consisting of an earthen berm, trench containment unit, and separator that contains oil. | The following property is used 100% for pollution control to meet or exceed federal or state regulations: Secondary containment consisting of a concrete pad around the transformer, an oil-water separator, and a metal railing and trench unit catastrophic containment consisting of an earthen berm, trench containment unit, and separator that contains oil. | 2025-02-07 | 175550 | 100
27399 | T1 | ONCOR ELECTRIC DELIVERY COMPANY LLC | ROUGH CREEK SUBSTATION | Latitude = 32.942372, Longitude = -100.887368 | Scurry County | TX | 79549 | SCURRY | CN603313842 | RN112118708 | Secondary containment consisting of a concrete pad around the transformer, an oil-water separator, and a metal railing. | The following property is used 100% for pollution control to meet or exceed federal or state regulations: Secondary containment consisting of a concrete pad around the transformer, an oil-water separator, and a metal railing. | 2025-01-28 | 68910 | 100
27400 | T1 | ONCOR ELECTRIC DELIVERY COMPANY LLC | ROSEDALE SUBSTATION | Latitude = 32.729772, Longitude = -97.219873 | Tarrant County | TX | 76112 | TARRANT | CN603313842 | RN112118716 | Secondary containment consisting of a concrete pad around the transformer, an oil-water separator, and a metal railing. | The following property is used 100% for pollution control to meet or exceed federal or state regulations: Secondary containment consisting of a concrete pad around the transformer, an oil-water separator, and a metal railing. | 2025-01-28 | 65325 | 100
27401 | T1 | ONCOR ELECTRIC DELIVERY COMPANY LLC | ROCKDALE SUBSTATION | Latitude = 30.670828, Longitude = -97.018819 | Milam County | TX | 76567 | MILAM | CN603313842 | RN112118724 | Secondary containment consisting of a concrete pad around the transformer, an oil-water separator, and a metal railing and trench unit catastrophic containment consisting of an earthen berm, trench containment unit, and separator that contains oil. | The following property is used 100% for pollution control to meet or exceed federal or state regulations: Secondary containment consisting of a concrete pad around the transformer, an oil-water separator, and a metal railing and trench unit catastrophic containment consisting of an earthen berm, trench containment unit, and separator that contains oil. | 2025-02-07 | 176980 | 100
27402 | T1 | CAMPBELL TRANSPORTATION COMPANY INC | CTC CHARTER 2025 | 16936 MARKET ST | CHANNELVIEW | TX | 77530 | HARRIS | CN606006237 | RN109642033 | The incremental cost difference between a single-hulled barge and a double-hulled barge for tank barges USCG numbers 1298297, 1298298, 1347199, 1347200, 1252579, 1252580, 1252581, 1252582, 1312000, 1312001, 1312002, 1313085, 1277193, 1277192, 1281163, 1281202, 1287368, 1287368, 1247232, 1247233, 1249621, 1237485, 1236584, and 1238213. | The following property is used 100% for pollution control to meet or exceed federal or state regulations: The incremental cost difference between a single-hulled barge and a double-hulled barge for tank barges USCG numbers 1298297, 1298298, 1347199, 1347200, 1252579, 1252580, 1252581, 1252582, 1312000, 1312001, 1312002, 1313085, 1277193, 1277192, 1281163, 1281202, 1287368, 1287368, 1247232, 1247233, 1249621, 1237485, 1236584, and 1238213. | 2025-02-07 | 19045611 | 100
27403 | T1 | CAMPBELL TRANSPORTATION COMPANY INC | CTC CHARTER 2025 | 16936 MARKET ST | CHANNELVIEW | TX | 77530 | HARRIS | CN606006237 | RN109642033 | Vapor control system including a vapor collection system, cargo gauging system, liquid overfill protection, vapor overpressure, vacuum protection, and pressure vacuum indicating device on barges USCG numbers 1298297, 1298298, 1347199, 1347200, 1252579, 1252580, 1252581, 1252582, 1312000, 1312001, 1312002, 1313085, 1277193, 1277192, 1281163, 1281202, 1287368, 1287368, 1247232, 1247233, 1249621, 1237485, 1236584, and 1238213. | The following property is used 100% for pollution control to meet or exceed federal or state regulations: Vapor control system including a vapor collection system, cargo gauging system, liquid overfill protection, vapor overpressure, vacuum protection, and pressure vacuum indicating device on barges USCG numbers 1298297, 1298298, 1347199, 1347200, 1252579, 1252580, 1252581, 1252582, 1312000, 1312001, 1312002, 1313085, 1277193, 1277192, 1281163, 1281202, 1287368, 1287368, 1247232, 1247233, 1249621, 1237485, 1236584, and 1238213. | 2025-02-07 | 7618244 | 100
27404 | T1 | KVAL SMITH TEXAS GROUP LLC | HUTTO PLANT | 1491 INNOVATION BLVD | HUTTO | TX | 78634 | WILLIAMSON | CN605942093 | RN111280814 | The pollution control equipment is the paint booth and integrated equipment that collect and filter particulates generated from the paint process. It also includes the wash bay water collection system to collect contaminated water for proper disposal. | NOD response not received | 2025-03-18 | 192008 | 100
27405 | T1 | GULF COAST GROWTH VENTURES LLC | GULF COAST GROWTH VENTURES | 4589 FM 2986 | GREGORY | TX | 78359 | SAN PATRICIO | CN605632439 | RN109753731 | New installation of 8 low nox burners associated with each 8 pyrolysis furnaces. Furnaces are used to heat ethane feed. The location of the furnaces are shown on the attached plot plan highlighted purple. | NOD response not received | 2025-03-10 | 3920966 | 100
27406 | T1 | GULF COAST GROWTH VENTURES LLC | GULF COAST GROWTH VENTURES | 4589 FM 2986 | GREGORY | TX | 78359 | SAN PATRICIO | CN605632439 | RN109753731 | Outfall diffuser on outfall number 001. | The following property is used 100% for pollution control to meet or exceed federal or state regulations: Outfall diffuser on outfall number 001. | 2025-03-06 | 1500000 | 100
27407 | T1 | GULF COAST GROWTH VENTURES LLC | GULF COAST GROWTH VENTURES | 4589 FM 2986 | GREGORY | TX | 78359 | SAN PATRICIO | CN605632439 | RN109753731 | Wastewater treatment monitoring and control system consisting of console; server; and alarms, indicators, and controllers for high liquid level, pH, temperature, and flow. | The following property is used 100% for pollution control to meet or exceed federal or state regulations: Wastewater treatment monitoring and control system consisting of console; server; and alarms, indicators, and controllers for high liquid level, pH, temperature, and flow. | 2025-04-17 | 234657 | 100
27408 | T1 | GULF COAST GROWTH VENTURES LLC | GULF COAST GROWTH VENTURES | 4589 FM 2986 | GREGORY | TX | 78359 | SAN PATRICIO | CN605632439 | RN109753731 | A continuous three-foot-thick layer of natural clay liner for two surface impoundments. | The following property is used 100% for pollution control to meet or exceed federal or state regulations: A continuous three-foot-thick layer of natural clay liner for two surface impoundments. | 2025-03-07 | 134582 | 100
27409 | T1 | GULF COAST GROWTH VENTURES LLC | GULF COAST GROWTH VENTURES | 4589 FM 2986 | GREGORY | TX | 78359 | SAN PATRICIO | CN605632439 | RN109753731 | Fencing installed for the control of windblown trash and access control. | NOD response not received | 2025-04-08 | 18023823 | 100
27410 | T1 | GULF COAST GROWTH VENTURES LLC | GULF COAST GROWTH VENTURES | 4589 FM 2986 | GREGORY | TX | 78359 | SAN PATRICIO | CN605632439 | RN109753731 | 2 offsite community monitor stations including towers, structures, analytical equipment, sample collectors, monitors, and power supplies used to monitor for levels of contaminants in ambient air. | A negative use determination has been issued for the property. | 2025-04-22 | 1330000 | 100
27411 | T1 | GULF COAST GROWTH VENTURES LLC | GULF COAST GROWTH VENTURES | 4589 FM 2986 | GREGORY | TX | 78359 | SAN PATRICIO | CN605632439 | RN109753731 | Five pumps, one tank, and two clean wastewater filters in the polyethylene unit. | The following property is used 100% for pollution control to meet or exceed federal or state regulations: Five pumps, one tank, and two clean wastewater filters in the polyethylene unit. | 2025-03-20 | 9521112 | 100
27412 | T1 | GULF COAST GROWTH VENTURES LLC | GULF COAST GROWTH VENTURES | 4589 FM 2986 | GREGORY | TX | 78359 | SAN PATRICIO | CN605632439 | RN109753731 | Stack repairs consisting of replacement burners for two thermal oxidizer stacks at EPNs UFF01A and UFF01B. | The following property is used 100% for pollution control to meet or exceed federal or state regulations: Stack repairs consisting of replacement burners for two thermal oxidizer stacks at EPNs UFF01A and UFF01B. | 2025-03-14 | 80000 | 100
27413 | T1 | GULF COAST GROWTH VENTURES LLC | GULF COAST GROWTH VENTURES | 4589 FM 2986 | GREGORY | TX | 78359 | SAN PATRICIO | CN605632439 | RN109753731 | One benzene stripper, one associated condenser, one associated accumulator, five associated pumps, four coolers, one caustic stripper, and one caustic stripper pump. | The following property is used 100% for pollution control to meet or exceed federal or state regulations: One benzene stripper, one associated condenser, one associated accumulator, five associated pumps, four coolers, one caustic stripper, and one caustic stripper pump. | 2025-04-01 | 8047486 | 100
27414 | T1 | GULF COAST GROWTH VENTURES LLC | GULF COAST GROWTH VENTURES | 4589 FM 2986 | GREGORY | TX | 78359 | SAN PATRICIO | CN605632439 | RN109753731 | Wastewater treatment facility consisting of five pumps, four trash screens, one clarifier splitter box, one phosphoric acid injection system, one urea tank, two filters, and one equalization liquid knockout drum at Outfall 001. | The following property is used 100% for pollution control to meet or exceed federal or state regulations: Wastewater treatment facility consisting of five pumps, four trash screens, one clarifier splitter box, one phosphoric acid injection system, one urea tank, two filters, and one equalization liquid knockout drum at Outfall 001. | 2025-04-17 | 12145313 | 100
27415 | T1 | GULF COAST GROWTH VENTURES LLC | GULF COAST GROWTH VENTURES | 4589 FM 2986 | GREGORY | TX | 78359 | SAN PATRICIO | CN605632439 | RN109753731 | Seven carbon adsorption systems consisting of carbon bed systems, blowers, piping, and condensers. | The following property is used 100% for pollution control to meet or exceed federal or state regulations: Seven carbon adsorption systems consisting of carbon bed systems, blowers, piping, and condensers. | 2025-02-05 | 22363 | 100
27416 | T1 | GULF COAST GROWTH VENTURES LLC | GULF COAST GROWTH VENTURES | 4589 FM 2986 | GREGORY | TX | 78359 | SAN PATRICIO | CN605632439 | RN109753731 | Two centrifuge water transfer pumps and associated piping. | The following property is used 100% for pollution control to meet or exceed federal or state regulations: Two centrifuge water transfer pumps and associated piping. | 2025-04-14 | 820980 | 100
27417 | T1 | GULF COAST GROWTH VENTURES LLC | GULF COAST GROWTH VENTURES | 4589 FM 2986 | GREGORY | TX | 78359 | SAN PATRICIO | CN605632439 | RN109753731 | Vapor recovery equipment consisting of two vapor recovery arms located in the tank farm; and two flare liquid knockout drums, three liquid pumps, and one vapor compressor located in Utilities. | The following property is used 100% for pollution control to meet or exceed federal or state regulations: Vapor recovery equipment consisting of two vapor recovery arms located in the tank farm; and two flare liquid knockout drums, three liquid pumps, and one vapor compressor located in Utilities. | 2025-04-17 | 11524610 | 100
27418 | T1 | GULF COAST GROWTH VENTURES LLC | GULF COAST GROWTH VENTURES | 4589 FM 2986 | GREGORY | TX | 78359 | SAN PATRICIO | CN605632439 | RN109753731 | 50 continuous emissions monitoring systems on eight furnaces, three boilers, and two thermal oxidizers used to monitor oxygen, carbon monoxide, nitrogen oxides, and ammonia; two drone cameras; one optical gas imaging camera; three British thermal unit (BTU) analyzer systems and one shelter associated with GFFLARE01; and two BTU analyzers and one shelter associated with UFFLARE01 and UFFLARE02. | The following property is used 100% for pollution control to meet or exceed federal or state regulations: 50 continuous emissions monitoring systems on eight furnaces, three boilers, and two thermal oxidizers used to monitor oxygen, carbon monoxide, nitrogen oxides, and ammonia; two drone cameras; one optical gas imaging camera; three British thermal unit (BTU) analyzer systems and one shelter associated with GFFLARE01; and two BTU analyzers and one shelter associated with UFFLARE01 and UFFLARE02. | 2025-02-12 | 3313428 | 100
27419 | T1 | GULF COAST GROWTH VENTURES LLC | GULF COAST GROWTH VENTURES | 4589 FM 2986 | GREGORY | TX | 78359 | SAN PATRICIO | CN605632439 | RN109753731 | Catalytic oxidizer at EPN ZWSRCO1A/B. | The following property is used 100% for pollution control to meet or exceed federal or state regulations: Catalytic oxidizer at EPN ZWSRCO1A/B. | 2025-02-06 | 2753676 | 100
27420 | T1 | GULF COAST GROWTH VENTURES LLC | GULF COAST GROWTH VENTURES | 4589 FM 2986 | GREGORY | TX | 78359 | SAN PATRICIO | CN605632439 | RN109753731 | Dissolved gas flotation sludge storage tank and diffuser. | The following property is used 100% for pollution control to meet or exceed federal or state regulations: Dissolved gas flotation sludge storage tank and diffuser. | 2025-04-14 | 3524220 | 100
27421 | T1 | GULF COAST GROWTH VENTURES LLC | GULF COAST GROWTH VENTURES | 4589 FM 2986 | GREGORY | TX | 78359 | SAN PATRICIO | CN605632439 | RN109753731 | The incremental difference in cost between two 15,039-gallon double-walled tanks and comparable single-walled tanks for container ID numbers ZMTK01 and ZMTK02 at the fuel depot. | The following property is used 100% for pollution control to meet or exceed federal or state regulations: The incremental difference in cost between two 15,039-gallon double-walled tanks and comparable single-walled tanks for container ID numbers ZMTK01 and ZMTK02 at the fuel depot. | 2025-04-18 | 1686925 | 100
27422 | T1 | GULF COAST GROWTH VENTURES LLC | GULF COAS GROWTH VENTURES | 4589 FM 2986 | GREGORY | TX | 78359 | SAN PATRICIO | CN605632439 | RN109753731 | One 1,176 square foot wastewater control and monitoring equipment building at the Wastewater Treatment Plant. | The following property is used 100% for pollution control to meet or exceed federal or state regulations: One 1,176 square foot wastewater control and monitoring equipment building at the Wastewater Treatment Plant. | 2025-04-14 | 6687490 | 100
27423 | T1 | GULF COAST GROWTH VENTURES LLC | GULF COAST GROWTH VENTURES | 4589 FM 2986 | GREGORY | TX | 78359 | SAN PATRICIO | CN605632439 | RN109753731 | Concrete and steel stormwater containment systems and pellet interceptors on two 25-acre ponds with the land they occupy located at outfalls 002 and 005. | The following property is used 100% for pollution control to meet or exceed federal or state regulations: Concrete and steel stormwater containment systems and pellet interceptors on two 25-acre ponds with the land they occupy located at outfalls 002 and 005. | 2025-04-01 | 9035671 | 100
27424 | T1 | GULF COAST GROWTH VENTURES LLC | GULF COAST GROWTH VENTURES | 4589 FM 2986 | GREGORY | TX | 78359 | SAN PATRICIO | CN605632439 | RN109753731 | A 90-day hazardous waste storage area consisting of 110 ft x 70 ft concrete secondary containment with surrounding fence, 4ft x 4ft x 4ft catch basins, and contiguous associated records building. | The following property is used 100% for pollution control to meet or exceed federal or state regulations: A 90-day hazardous waste storage area consisting of 110 ft x 70 ft concrete secondary containment with surrounding fence, 4ft x 4ft x 4ft catch basins, and contiguous associated records building. | 2025-04-29 | 8967462 | 100
27425 | T1 | GULF COAST GROWTH VENTURES LLC | GULF COAST GROWTH VENTURES | 4589 FM 2986 | GREGORY | TX | 78359 | SAN PATRICIO | CN605632439 | RN109753731 | Two equalization tanks. | The following property is used 100% for pollution control to meet or exceed federal or state regulations: Two equalization tanks. | 2025-04-14 | 25700030 | 100
27426 | T1 | GULF COAST GROWTH VENTURES LLC | GULF COAST GROWTH VENTURES | 4589 FM 2986 | GREGORY | TX | 78359 | SAN PATRICIO | CN605632439 | RN109753731 | Activated sludge system consisting of one biological oxidation treatment tank, two clarifiers, five clarifier pumps, one clarifier scum tank, one blower, and one diffuser. | The following property is used 100% for pollution control to meet or exceed federal or state regulations: Activated sludge system consisting of one biological oxidation treatment tank, two clarifiers, five clarifier pumps, one clarifier scum tank, one blower, and one diffuser. | 2025-03-14 | 41283159 | 100
27427 | T1 | GULF COAST GROWTH VENTURES LLC | GULF COAST GROWTH VENTURES | 4589 FM 2986 | GREGORY | TX | 78359 | SAN PATRICIO | CN605632439 | RN109753731 | Three thermal oxidizers at EPNs UFF01A, UFF01B, and GBX02. | The following property is used 100% for pollution control to meet or exceed federal or state regulations: Three thermal oxidizers at EPNs UFF01A, UFF01B, and GBX02. | 2025-02-06 | 35152603 | 100
27428 | T1 | GULF COAST GROWTH VENTURES LLC | GULF COAST GROWTH VENTURES | 4589 FM 2986 | GREGORY | TX | 78359 | SAN PATRICIO | CN605632439 | RN109753731 | Structures containing 10 filters, 15 dust collectors baghouses, 2 blowers staged in positions to capture and remove particulate matter from exhaust gas streams in order to prevent release of particulate matter to ambient air in polyethylene unit. See plot plan attached for equipment location. | NOD response not received | 2025-03-11 | 15463788 | 100
27429 | T1 | GULF COAST GROWTH VENTURES LLC | GULF COAST GROWTH VENTURES | 4589 FM 2986 | GREGORY | TX | 78359 | SAN PATRICIO | CN605632439 | RN109753731 | Stormwater equipment consisting of 10 pumps in the Utilities unit, 4 pumps in the Olefins unit, and 10 pumps in the MEG unit. | The following property is used 100% for pollution control to meet or exceed federal or state regulations: Stormwater equipment consisting of 10 pumps in the Utilities unit, 4 pumps in the Olefins unit, and 10 pumps in the MEG unit. | 2025-04-25 | 51099773 | 100
27430 | T1 | GULF COAST GROWTH VENTURES LLC | GULF COAST GROWTH VENTURES | 4589 FM 2986 | GREGORY | TX | 78359 | SAN PATRICIO | CN605632439 | RN109753731 | Catalyst bed, reducing agent injection and storage, monitors - used to reduce nitrogen oxides NOX emissions from combustion sources for 8 furnaces and 3 boilers. | Application withdrawn | 2025-02-26 | 43772300 | 100
27431 | T1 | GULF COAST GROWTH VENTURES LLC | GULF COAST GROWTH VENTURES | 4589 FM 2986 | GREGORY | TX | 78359 | SAN PATRICIO | CN605632439 | RN109753731 | A multi-point ground flare at EPN UFFLARE01 and two elevated flares at EPNs UFFLARE02 and GFFLARE01. | The following property is used 100% for pollution control to meet or exceed federal or state regulations: A multi-point ground flare at EPN UFFLARE01 and two elevated flares at EPNs UFFLARE02 and GFFLARE01. | 2025-02-06 | 120222967 | 100
27432 | T1 | GULF COAST GROWTH VENTURES LLC | GULF COAST GROWTH VENTURES | 4589 FM 2986 | GREGORY | TX | 78359 | SAN PATRICIO | CN605632439 | RN109753731 | Steam injection consisting of piping, nozzles, and pumps for eight furnaces | The following property is used 100% for pollution control to meet or exceed federal or state regulations: Steam injection consisting of piping, nozzles, and pumps for eight furnaces | 2025-02-06 | 1297156 | 100
27433 | T1 | STOLTHAVEN HOUSTON INC | STOLTHAVEN HOUSTON TERMINAL | 15602 JACINTOPORT BLVD | HOUSTON | TX | 77015 | HARRIS | CN600124820 | RN100210475 | Tank overfill protection devices consisting of radar indicator alarms to A12-12, A12-6, B25-1, B30-6, and D15-21. | The following property is used 100% for pollution control to meet or exceed federal or state regulations: Tank overfill protection devices consisting of radar indicator alarms to A12-12, A12-6, B25-1, B30-6, and D15-21. | 2025-02-07 | 72046 | 100
27434 | T3 | FRESHPET INC | FRESHPET | 4800 STERILITE DR | ENNIS | TX | 75119 | ELLIS | CN605785864 | RN111053120 | Wastewater treatment system consisting of grease storage tank, EQ storage tank, mixed bio bed reaction (MBBR) tank, pre-post kill wet well, grease wet well, MBBR wet well, primary flocculant tank, secondary flocculant tank, primary dissolved air flotation (DAF) tank, secondary DAF tank, four chemical storage tanks, ultrafiltration (UF)-Skid, and exterior containment area of approximately 11,000 square feet. | The following property is used 100% for pollution control to meet or exceed federal or state regulations: Wastewater treatment system consisting of grease storage tank, EQ storage tank, mixed bio bed reaction (MBBR) tank, pre-post kill wet well, grease wet well, MBBR wet well, primary flocculant tank, secondary flocculant tank, primary dissolved air flotation (DAF) tank, secondary DAF tank, four chemical storage tanks, ultrafiltration (UF)-Skid, and exterior containment area of approximately 11,000 square feet. | 2025-04-17 | 16323813 | 100
27435 | T1 | RACETRAC INC | RACETRAC | 7750 BONNIE VIEW RD | DALLAS | TX | 75241 | DALLAS | CN600505283 | RN111785812 | Overfill alarms; tank top sumps; automatic tank gauging; automatic line leak detectors; liquid fuel sensors installed between the double walls of tanks and pipes to monitor for leaks; the incremental difference in cost between one 20,000-gallon and four 24,000-gallon double-walled tanks and comparable single-walled tanks; the incremental difference in cost between double-walled piping and single-walled piping; and the incremental difference in cost between the concrete paving covering the underground tanks and pipes and the other paving at the facility calculated using the difference in cost per square foot. | The following property is used 100% for pollution control to meet or exceed federal or state regulations: Overfill alarms; tank top sumps; automatic tank gauging; automatic line leak detectors; liquid fuel sensors installed between the double walls of tanks and pipes to monitor for leaks; the incremental difference in cost between one 20,000-gallon and four 24,000-gallon double-walled tanks and comparable single-walled tanks; the incremental difference in cost between double-walled piping and single-walled piping; and the incremental difference in cost between the concrete paving covering the underground tanks and pipes and the other paving at the facility calculated using the difference in cost per square foot. | 2025-04-08 | 417954 | 100
27436 | T1 | RACETRAC INC | RACETRAC 2360 | 3955 GRAPEVINE MILLS PKWY | GRAPEVINE | TX | 76051 | TARRANT | CN600505283 | RN110638327 | Overfill alarms; tank top sumps; automatic tank gauging; automatic line leak detectors; liquid fuel sensors installed between the double walls of tanks and pipes to monitor for leaks; the incremental difference in cost between three 20,000-gallon double-walled tanks and comparable single-walled tanks; the incremental difference in cost between double-walled piping and single-walled piping; and the incremental difference in cost between the concrete paving covering the underground tanks and pipes and the other paving at the facility calculated using the difference in cost per square foot. | The following property is used 100% for pollution control to meet or exceed federal or state regulations: Overfill alarms; tank top sumps; automatic tank gauging; automatic line leak detectors; liquid fuel sensors installed between the double walls of tanks and pipes to monitor for leaks; the incremental difference in cost between three 20,000-gallon double-walled tanks and comparable single-walled tanks; the incremental difference in cost between double-walled piping and single-walled piping; and the incremental difference in cost between the concrete paving covering the underground tanks and pipes and the other paving at the facility calculated using the difference in cost per square foot. | 2025-04-08 | 273473 | 100
27437 | T1 | RACETRAC INC | RACETRAC 2478 | 30 N FM 548 | FORNEY | TX | 75126 | KAUFMAN | CN600505283 | RN110638335 | Overfill alarms; tank top sumps; automatic tank gauging; automatic line leak detectors; liquid fuel sensors installed between the double walls of tanks and pipes to monitor for leaks; the incremental difference in cost between three 20,000-gallon double-walled tanks and comparable single-walled tanks; the incremental difference in cost between double-walled piping and single-walled piping; and the incremental difference in cost between the concrete paving covering the underground tanks and pipes and the other paving at the facility calculated using the difference in cost per square foot. | The following property is used 100% for pollution control to meet or exceed federal or state regulations: Overfill alarms; tank top sumps; automatic tank gauging; automatic line leak detectors; liquid fuel sensors installed between the double walls of tanks and pipes to monitor for leaks; the incremental difference in cost between three 20,000-gallon double-walled tanks and comparable single-walled tanks; the incremental difference in cost between double-walled piping and single-walled piping; and the incremental difference in cost between the concrete paving covering the underground tanks and pipes and the other paving at the facility calculated using the difference in cost per square foot. | 2025-04-08 | 273473 | 100
27438 | T1 | TPC GROUP LLC | HOUSTON PLANT | 8600 PARK PLACE BLVD | HOUSTON | TX | 77017 | HARRIS | CN603624289 | RN100219526 | NOx and CO continuous emission monitors, selective catalytic reduction, and oxidation catalyst for Boiler 9. | The following property is used 100% for pollution control to meet or exceed federal or state regulations: NOx and CO continuous emission monitors, selective catalytic reduction, and oxidation catalyst for Boiler 9. | 2025-12-24 | 25842000 | 100
27439 | T1 | RACETRAC INC | RACETRAC 2499 | 1015 W MOCKINGBIRD LN | DALLAS | TX | 75247 | DALLAS | CN600505283 | RN110987922 | Overfill alarms; tank top sumps; automatic tank gauging; automatic line leak detectors; liquid fuel sensors installed between the double walls of tanks and pipes to monitor for leaks; the incremental difference in cost between three 20,000-gallon double-walled tanks and comparable single-walled tanks; the incremental difference in cost between double-walled piping and single-walled piping; and the incremental difference in cost between the concrete paving covering the underground tanks and pipes and the other paving at the facility calculated using the difference in cost per square foot. | The following property is used 100% for pollution control to meet or exceed federal or state regulations: Overfill alarms; tank top sumps; automatic tank gauging; automatic line leak detectors; liquid fuel sensors installed between the double walls of tanks and pipes to monitor for leaks; the incremental difference in cost between three 20,000-gallon double-walled tanks and comparable single-walled tanks; the incremental difference in cost between double-walled piping and single-walled piping; and the incremental difference in cost between the concrete paving covering the underground tanks and pipes and the other paving at the facility calculated using the difference in cost per square foot. | 2025-04-08 | 273473 | 100
27440 | T1 | MARTIN MARIETTA NORTH TEXAS CEMENT LLC | MIDLOTHIAN FACILITY | 245 WARD RD | MIDLOTHIAN | TX | 76065 | ELLIS | CN606116531 | RN100217199 | Dust collector at EPN E7-17, E7-22, and E7-23 for Silo 51. | The following property is used 100% for pollution control to meet or exceed federal or state regulations: Dust collector at EPN E7-17, E7-22, and E7-23 for Silo 51. | 2025-04-22 | 117744 | 100
27441 | T1 | MARTIN MARIETTA NORTH TEXAS CEMENT LLC | MIDLOTHIAN FACILITY | 245 WARD RD | MIDLOTHIAN | TX | 76065 | ELLIS | CN606116531 | RN100217199 | Dust collector at EPN E7-16, E7-20, and E7-21 for Silo 50. | The following property is used 100% for pollution control to meet or exceed federal or state regulations: Dust collector at EPN E7-16, E7-20, and E7-21 for Silo 50. | 2025-04-22 | 108218 | 100
27442 | T1 | MARTIN MARIETTA NORTH TEXAS CEMENT LLC | MIDLOTHIAN FACILITY | 245 WARD RD | MIDLOTHIAN | TX | 76065 | ELLIS | CN606116531 | RN100217199 | Dust collector at EPN E7-15, E7-18 and E7-19 for Silo 49. | The following property is used 100% for pollution control to meet or exceed federal or state regulations: Dust collector at EPN E7-15, E7-18 and E7-19 for Silo 49. | 2025-04-22 | 117744 | 100
27443 | T1 | RACETRAC INC | RACETRAC 2525 | 4320 FM 2181 | HICKORY CREEK | TX | 75065 | DENTON | CN600505283 | RN110563459 | Overfill alarms; tank top sumps; automatic tank gauging; automatic line leak detectors; liquid fuel sensors installed between the double walls of tanks and pipes to monitor for leaks; the incremental difference in cost between three 20,000-gallon double-walled tanks and comparable single-walled tanks; the incremental difference in cost between double-walled piping and single-walled piping; and the incremental difference in cost between the concrete paving covering the underground tanks and pipes and the other paving at the facility calculated using the difference in cost per square foot. | The following property is used 100% for pollution control to meet or exceed federal or state regulations: Overfill alarms; tank top sumps; automatic tank gauging; automatic line leak detectors; liquid fuel sensors installed between the double walls of tanks and pipes to monitor for leaks; the incremental difference in cost between three 20,000-gallon double-walled tanks and comparable single-walled tanks; the incremental difference in cost between double-walled piping and single-walled piping; and the incremental difference in cost between the concrete paving covering the underground tanks and pipes and the other paving at the facility calculated using the difference in cost per square foot. | 2025-04-08 | 273473 | 100
27444 | T1 | THE CHEMOURS COMPANY FC LLC | CHEMOURS CORPUS CHRISTI PLANT | 4127 TX HIGHWAY 361 | San Patricio County | TX | 78362 | SAN PATRICIO | CN604722413 | RN112125992 | A one million-gallon aboveground retention tank. | The following property is used 100% for pollution control to meet or exceed federal or state regulations: A one million-gallon aboveground retention tank. | 2025-04-18 | 2243470 | 100
27445 | T1 | THE CHEMOURS COMPANY FC LLC | CHEMOURS CORPUS CHRISTI PLANT | 4127 TX HIGHWAY 361 | San Patricio County | TX | 78362 | SAN PATRICIO | CN604722413 | RN112126008 | Thermal Oxidizer is a combustion device that controls air pollution by using high temperatures to oxidize and convert volatile organic compounds and other hazardous air pollutants into CO2 and H20. By oxidizing the pollutants to CO2 and H20, the Thermal Oxidizer removes harmful pollutants from the exhaust stream resulting in cleaner air emissions. In 2022 upgrades were installed to the existing Thermal Oxidizer located at the Chemours Corpus Christi facility. The Thermal Oxidizer is installed to prevent the inadvertent release of pollutants to the atmosphere of the State of Texas. | NOD response not received | 2025-05-13 | 743457 | 100
27446 | T1 | THE CHEMOURS COMPANY FC LLC | CHEMOURS CORPUS CHRISTI PLANT | 4127 TX HIGHWAY 361 | San Patricio County | TX | 78362 | SAN PATRICIO | CN604722413 | RN112126016 | A scrubber or scrubber system is a system that is used to remove harmful pollutants from industrial exhaust gases before they are released into the environment. The two main ways to scrub pollutants from these gases are wet scrubbing and dry scrubbing. Wet scrubbing is the removal of harmful components of exhausted flue gases by spraying a liquid substance through the gas. Dry scrubbing is the removal of harmful components of exhausted flue gases by introducing a solid substance to the gas - generally in powdered form. Most scrubbers remove pollutants from a gas stream by forcing the contaminated gas through a scrubbing liquid, where the pollutants either dissolve or chemically react with the liquid, effectively scrubbing the gas clean before it is released into the atmosphere. Scrubbers reduce the quantity of harmful pollutants in the exhaust stream resulting in cleaner air emissions. There are various scrubbers installed at the Chemours Corpus Christi plant the Facility to prevent the inadvertent release of pollutants to the atmosphere of the State of Texas. | NOD response not received | 2025-05-13 | 1192331 | 100
27447 | T1 | THE CHEMOURS COMPANY FC LLC | CHEMOURS LA PORTE SITE | 12350 STRANG RD | LA PORTE | TX | 77571 | HARRIS | CN604722413 | RN108202599 | A scrubber or scrubber system is a system that is used to remove harmful pollutants from industrial exhaust gases before they are released into the environment. The two main ways to scrub pollutants from these gases are Wet Scrubbing and Dry Scrubbing. Wet Scrubbing is the removal of harmful components of exhausted flue gases by spraying a liquid substance through the gas. Dry Scrubbing is the removal of harmful components of exhausted flue gases by introducing a solid substance to the gas - generally in powdered form. Most scrubbers remove pollutants from a gas stream by forcing the contaminated gas through a scrubbing liquid, where the pollutants either dissolve or chemically react with the liquid, effectively scrubbing the gas clean before it is released into the atmosphere. Scrubbers reduce the quantity of harmful pollutants in the exhaust stream resulting in cleaner air emissions. There are various scrubbers installed at the Chemours LaPorte plant to prevent the inadvertent release of pollutants to the atmosphere of the State of Texas. | NOD response not received | 2025-05-13 | 3234960 | 100
27448 | T1 | RACETRAC INC | RACETRAC STORE 2567 | 371 STACY RD | FAIRVIEW | TX | 75069 | COLLIN | CN600505283 | RN110917382 | Overfill alarms; tank top sumps; automatic tank gauging; automatic line leak detectors; liquid fuel sensors installed between the double walls of tanks and pipes to monitor for leaks; the incremental difference in cost between three 20,000-gallon double-walled tanks and comparable single-walled tanks; the incremental difference in cost between double-walled piping and single-walled piping; and the incremental difference in cost between the concrete paving covering the underground tanks and pipes and the other paving at the facility calculated using the difference in cost per square foot. | The following property is used 100% for pollution control to meet or exceed federal or state regulations: Overfill alarms; tank top sumps; automatic tank gauging; automatic line leak detectors; liquid fuel sensors installed between the double walls of tanks and pipes to monitor for leaks; the incremental difference in cost between three 20,000-gallon double-walled tanks and comparable single-walled tanks; the incremental difference in cost between double-walled piping and single-walled piping; and the incremental difference in cost between the concrete paving covering the underground tanks and pipes and the other paving at the facility calculated using the difference in cost per square foot. | 2025-04-16 | 273473 | 100
27449 | T1 | GUARDIAN INDUSTRIES LLC | GUARDIAN INDUSTRIES | 3801 S US HIGHWAY 287 | CORSICANA | TX | 75109 | NAVARRO | CN600131015 | RN100221811 | UltraCat catalytic filter system and supporting equipment consisting of the sorbent truck unloading station, sorbent storage silo, associated pneumatic transfer system, the super sack fill station, the aboveground aqueous ammonia storage tank, and NOx continuous emission monitoring system. | The following property is used 100% for pollution control to meet or exceed federal or state regulations: UltraCat catalytic filter system and supporting equipment consisting of the sorbent truck unloading station, sorbent storage silo, associated pneumatic transfer system, the super sack fill station, the aboveground aqueous ammonia storage tank, and NOx continuous emission monitoring system. | 2025-03-11 | 20000000 | 100
27450 | T1 | RACETRAC INC | RACETRAC STORE 2593 | 9930 STATE HIGHWAY 78 | LAVON | TX | 75166 | COLLIN | CN600505283 | RN111116471 | Overfill alarms; tank top sumps; automatic tank gauging; automatic line leak detectors; liquid fuel sensors installed between the double walls of tanks and pipes to monitor for leaks; the incremental difference in cost between one 12,000-gallon, one 24,000-gallon, and one 32,000-gallon double-walled tanks and comparable single-walled tanks; the incremental difference in cost between double-walled piping and single-walled piping; and the incremental difference in cost between the concrete paving covering the underground tanks and pipes and the other paving at the facility calculated using the difference in cost per square foot. | The following property is used 100% for pollution control to meet or exceed federal or state regulations: Overfill alarms; tank top sumps; automatic tank gauging; automatic line leak detectors; liquid fuel sensors installed between the double walls of tanks and pipes to monitor for leaks; the incremental difference in cost between one 12,000-gallon, one 24,000-gallon, and one 32,000-gallon double-walled tanks and comparable single-walled tanks; the incremental difference in cost between double-walled piping and single-walled piping; and the incremental difference in cost between the concrete paving covering the underground tanks and pipes and the other paving at the facility calculated using the difference in cost per square foot. | 2025-04-08 | 273473 | 100
27451 | T1 | RACETRAC INC | RACETRAC 2606 | 3109 ROY ORR BLVD | GRAND PRAIRIE | TX | 75050 | DALLAS | CN600505283 | RN111524393 | Overfill alarms; tank top sumps; automatic tank gauging; automatic line leak detectors; liquid fuel sensors installed between the double walls of tanks and pipes to monitor for leaks; the incremental difference in cost between one 12,000-gallon, one 20,000-gallon, and four 24,000-gallon double-walled tanks and comparable single-walled tanks; the incremental difference in cost between double-walled piping and single-walled piping; and the incremental difference in cost between the concrete paving covering the underground tanks and pipes and the other paving at the facility calculated using the difference in cost per square foot. | The following property is used 100% for pollution control to meet or exceed federal or state regulations: Overfill alarms; tank top sumps; automatic tank gauging; automatic line leak detectors; liquid fuel sensors installed between the double walls of tanks and pipes to monitor for leaks; the incremental difference in cost between one 12,000-gallon, one 20,000-gallon, and four 24,000-gallon double-walled tanks and comparable single-walled tanks; the incremental difference in cost between double-walled piping and single-walled piping; and the incremental difference in cost between the concrete paving covering the underground tanks and pipes and the other paving at the facility calculated using the difference in cost per square foot. | 2025-04-16 | 448246 | 100
27452 | T1 | WWM OPERATING LLC | ADCC PIPELINE- SAN PATRICIO COUNTY | ADCC PIPELINE- SAN PATRICIO COUNTY PIPELINE SEGMENTS | San Patricio County | TX | 78368 | SAN PATRICIO | CN605764406 | RN112126131 | Sedimentation and erosion controls consisting of slope breakers, silt fences, sedimentation barriers, staked hay or straw bales, matting, and diking. | The following property is used 100% for pollution control to meet or exceed federal or state regulations: Sedimentation and erosion controls consisting of slope breakers, silt fences, sedimentation barriers, staked hay or straw bales, matting, and diking. | 2025-02-06 | 4252710 | 100
27453 | T1 | WWM OPERATING LLC | ADCC PIPELINE- NUECES COUNTY | ADCC PIPELINE- NUECES COUNTY PIPELINE SEGMENTS | Nueces County | TX | 78380 | NUECES | CN605764406 | RN112126149 | Sedimentation and erosion controls consisting of slope breakers, silt fences, sedimentation barriers, staked hay or straw bales, matting, and diking. | The following property is used 100% for pollution control to meet or exceed federal or state regulations: Sedimentation and erosion controls consisting of slope breakers, silt fences, sedimentation barriers, staked hay or straw bales, matting, and diking. | 2025-02-06 | 2872020 | 100
27454 | T1 | WWM OPERATING LLC | MATTERHORN EXPRESS PIPELINE- WILLIAMSON COUNTY | MATTERHORN EXPRESS PIPELINE- WILLIAMSON COUNTY PIPELINE SEGEMENTS | Williamson County | TX | 78626 | WILLIAMSON | CN605764406 | RN112126156 | Sedimentation and erosion controls consisting of slope breakers, silt fences, sedimentation barriers, staked hay or straw bales, matting, and diking. | The following property is used 100% for pollution control to meet or exceed federal or state regulations: Sedimentation and erosion controls consisting of slope breakers, silt fences, sedimentation barriers, staked hay or straw bales, matting, and diking. | 2025-02-06 | 11173050 | 100
27455 | T1 | WWM OPERATING LLC | MATTERHORN EXPRESS PIPELINE- WHARTON COUNTY | MATTERHORN EXPRESS PIPELINE- WHARTON COUNTY PIPELINE SEGMENTS | Wharton County | TX | 77488 | WHARTON | CN605764406 | RN112126164 | Sedimentation and erosion controls consisting of slope breakers, silt fences, sedimentation barriers, staked hay or straw bales, matting, and diking. | The following property is used 100% for pollution control to meet or exceed federal or state regulations: Sedimentation and erosion controls consisting of slope breakers, silt fences, sedimentation barriers, staked hay or straw bales, matting, and diking. | 2025-02-06 | 3332070 | 100
27456 | T1 | WWM OPERATING LLC | MATTERHORN EXPRESS PIPELINE- WASHINGTON COUNTY | MATTERHORN EXPRESS PIPELINE- WASHINGTON COUNTY PIPELINE SEGEMENTS | Washington County | TX | 77835 | WASHINGTON | CN605764406 | RN112126172 | Sedimentation and erosion controls consisting of slope breakers, silt fences, sedimentation barriers, staked hay or straw bales, matting, and diking. | The following property is used 100% for pollution control to meet or exceed federal or state regulations: Sedimentation and erosion controls consisting of slope breakers, silt fences, sedimentation barriers, staked hay or straw bales, matting, and diking. | 2025-02-06 | 4099620 | 100
27457 | T1 | WWM OPERATING LLC | MATTERHORN EXPRESS PIPELINE- WALLER COUNTY | MATTERHORN EXPRESS PIPELINE- WALLER COUNTY PIPELINE SEGMENTS | Waller County | TX | 77423 | WALLER | CN605764406 | RN112126180 | Sedimentation and erosion controls consisting of slope breakers, silt fences, sedimentation barriers, staked hay or straw bales, matting, and diking. | The following property is used 100% for pollution control to meet or exceed federal or state regulations: Sedimentation and erosion controls consisting of slope breakers, silt fences, sedimentation barriers, staked hay or straw bales, matting, and diking. | 2025-02-06 | 1389480 | 100
27458 | T1 | WWM OPERATING LLC | MATTERHORN EXPRESS PIPELINE- UPTON COUNTY | MATTERHORN EXPRESS PIPELINE- UPTON COUNTY PIPELINE SEGMENTS | Upton County | TX | 79778 | UPTON | CN605764406 | RN112126198 | Sedimentation and erosion controls consisting of slope breakers, silt fences, sedimentation barriers, staked hay or straw bales, matting, and diking. | The following property is used 100% for pollution control to meet or exceed federal or state regulations: Sedimentation and erosion controls consisting of slope breakers, silt fences, sedimentation barriers, staked hay or straw bales, matting, and diking. | 2025-02-06 | 9175830 | 100
27459 | T1 | WWM OPERATING LLC | MATTERHORN EXPRESS PIPELINE- TOM GREEN COUNTY | MATTERHORN EXPRESS PIPELINE- TOM GREEN COUNTY PIPELINE SEGMENTS | Tom Green County | TX | 76901 | TOM GREEN | CN605764406 | RN112126206 | Sedimentation and erosion controls consisting of slope breakers, silt fences, sedimentation barriers, staked hay or straw bales, matting, and diking. | The following property is used 100% for pollution control to meet or exceed federal or state regulations: Sedimentation and erosion controls consisting of slope breakers, silt fences, sedimentation barriers, staked hay or straw bales, matting, and diking. | 2025-02-06 | 7410690 | 100
27460 | T1 | WWM OPERATING LLC | MATTERHORN EXPRESS PIPELINE- SAN SABA COUNTY | MATTERHORN EXPRESS PIPELINE- SAN SABA COUNTY PIPELINE SEGMENTS | San Saba County | TX | 76877 | SAN SABA | CN605764406 | RN112126214 | Sedimentation and erosion controls consisting of slope breakers, silt fences, sedimentation barriers, staked hay or straw bales, matting, and diking. | The following property is used 100% for pollution control to meet or exceed federal or state regulations: Sedimentation and erosion controls consisting of slope breakers, silt fences, sedimentation barriers, staked hay or straw bales, matting, and diking. | 2025-02-06 | 6892200 | 100
27461 | T1 | WWM OPERATING LLC | MATTERHORN EXPRESS PIPELINE- REAGAN COUNTY | MATTERHORN EXPRESS PIPELINE- REAGAN COUNTY PIPELINE SEGMENTS | Reagan County | TX | 76932 | REAGAN | CN605764406 | RN112126222 | Sedimentation and erosion controls consisting of slope breakers, silt fences, sedimentation barriers, staked hay or straw bales, matting, and diking. | The following property is used 100% for pollution control to meet or exceed federal or state regulations: Sedimentation and erosion controls consisting of slope breakers, silt fences, sedimentation barriers, staked hay or straw bales, matting, and diking. | 2025-02-06 | 9470100 | 100
27462 | T1 | WWM OPERATING LLC | MATTERHORN EXPRESS PIPELINE- PECOS COUNTY | MATTERHORN EXPRESS PIPELINE- PECOS COUNTY | Pecos County | TX | 79735 | PECOS | CN605764406 | RN112126230 | Sedimentation and erosion controls consisting of slope breakers, silt fences, sedimentation barriers, staked hay or straw bales, matting, and diking. | The following property is used 100% for pollution control to meet or exceed federal or state regulations: Sedimentation and erosion controls consisting of slope breakers, silt fences, sedimentation barriers, staked hay or straw bales, matting, and diking. | 2025-02-06 | 7674300 | 100
27463 | T1 | WWM OPERATING LLC | MATTERHORN EXPRESS PIPELINE- MIDLAND COUNTY | MATTERHORN EXPRESS PIPELINE- MIDLAND COUNTY PIPELINE SEGMENTS | Midland County | TX | 79701 | MIDLAND | CN605764406 | RN112126248 | Sedimentation and erosion controls consisting of slope breakers, silt fences, sedimentation barriers, staked hay or straw bales, matting, and diking. | The following property is used 100% for pollution control to meet or exceed federal or state regulations: Sedimentation and erosion controls consisting of slope breakers, silt fences, sedimentation barriers, staked hay or straw bales, matting, and diking. | 2025-02-06 | 5929700 | 100
27464 | T1 | WWM OPERATING LLC | MATTERHORN EXPRESS PIPELINE- MCCULLOCH COUNTY | MATTERHORN EXPRESS PIPELINE- MCCULLOCH COUNTY PIPELINE SEGMENTS | Mcculloch County | TX | 76825 | MCCULLOCH | CN605764406 | RN112126255 | Sedimentation and erosion controls consisting of slope breakers, silt fences, sedimentation barriers, staked hay or straw bales, matting, and diking. | The following property is used 100% for pollution control to meet or exceed federal or state regulations: Sedimentation and erosion controls consisting of slope breakers, silt fences, sedimentation barriers, staked hay or straw bales, matting, and diking. | 2025-02-06 | 7486290 | 100
27465 | T1 | WWM OPERATING LLC | MATTERHORN EXPRESS PIPELINE- MARTIN COUNTY | MATTERHORN EXPRESS PIPELINE- MARTIN COUNTY PIPELINE SEGMENTS | Martin County | TX | 79782 | MARTIN | CN605764406 | RN112126263 | Sedimentation and erosion controls consisting of slope breakers, silt fences, sedimentation barriers, staked hay or straw bales, matting, and diking. | The following property is used 100% for pollution control to meet or exceed federal or state regulations: Sedimentation and erosion controls consisting of slope breakers, silt fences, sedimentation barriers, staked hay or straw bales, matting, and diking. | 2025-02-06 | 2444940 | 100
27466 | T1 | WWM OPERATING LLC | MATTERHORN EXPRESS PIPELINE- LEE COUNTY | MATTERHORN EXPRESS PIPELINE- LEE COUNTY PIPELINE SEGEMENTS | Lee County | TX | 78942 | LEE | CN605764406 | RN112126271 | Sedimentation and erosion controls consisting of slope breakers, silt fences, sedimentation barriers, staked hay or straw bales, matting, and diking. | The following property is used 100% for pollution control to meet or exceed federal or state regulations: Sedimentation and erosion controls consisting of slope breakers, silt fences, sedimentation barriers, staked hay or straw bales, matting, and diking. | 2025-02-06 | 7907550 | 100
27467 | T1 | WWM OPERATING LLC | MATTERHORN EXPRESS PIPELINE- LAMPASAS COUNTY | MATTERHORN EXPRESS PIPELINE- LAMPASAS COUNTY PIPELINE SEGMENTS | Lampasas County | TX | 76539 | LAMPASAS | CN605764406 | RN112126289 | Sedimentation and erosion controls consisting of slope breakers, silt fences, sedimentation barriers, staked hay or straw bales, matting, and diking. | The following property is used 100% for pollution control to meet or exceed federal or state regulations: Sedimentation and erosion controls consisting of slope breakers, silt fences, sedimentation barriers, staked hay or straw bales, matting, and diking. | 2025-02-06 | 6421590 | 100
27468 | T1 | WWM OPERATING LLC | MATTERHORN EXPRESS PIPELINE- IRION COUNTY | MATTERHORN EXPRESS PIPELINE- IRION COUNTY PIPELINE SEGMENTS | Irion County | TX | 76930 | IRION | CN605764406 | RN112126297 | Sedimentation and erosion controls consisting of slope breakers, silt fences, sedimentation barriers, staked hay or straw bales, matting, and diking. | The following property is used 100% for pollution control to meet or exceed federal or state regulations: Sedimentation and erosion controls consisting of slope breakers, silt fences, sedimentation barriers, staked hay or straw bales, matting, and diking. | 2025-02-06 | 7520100 | 100
27469 | T1 | WWM OPERATING LLC | MATTERHORN EXPRESS PIPELINE- CRANE COUNTY | MATTERHORN EXPRESS PIPELINE- CRANE COUNTY PIPELINE SEGMENTS | Crane County | TX | 79731 | CRANE | CN605764406 | RN112126305 | Sedimentation and erosion controls consisting of slope breakers, silt fences, sedimentation barriers, staked hay or straw bales, matting, and diking. | The following property is used 100% for pollution control to meet or exceed federal or state regulations: Sedimentation and erosion controls consisting of slope breakers, silt fences, sedimentation barriers, staked hay or straw bales, matting, and diking. | 2025-02-06 | 1293300 | 100
27470 | T1 | WWM OPERATING LLC | MATTERHORN EXPRESS PIPELINE- CONCHO COUNTY | MATTERHORN EXPRESS PIPELINE- CONCHO COUNTY PIPELINE SEGEMENTS | Concho County | TX | 76866 | CONCHO | CN605764406 | RN112126313 | Sedimentation and erosion controls consisting of slope breakers, silt fences, sedimentation barriers, staked hay or straw bales, matting, and diking. | The following property is used 100% for pollution control to meet or exceed federal or state regulations: Sedimentation and erosion controls consisting of slope breakers, silt fences, sedimentation barriers, staked hay or straw bales, matting, and diking. | 2025-02-06 | 6395340 | 100
27471 | T1 | WWM OPERATING LLC | MATTERHORN EXPRESS PIPELINE- BURNET COUNTY | MATTERHORN EXPRESS PIPELINE- BURNET COUNTY- PIPELINE SEGEMENTS | Burnet County | TX | 78611 | BURNET | CN605764406 | RN112126321 | Sedimentation and erosion controls consisting of slope breakers, silt fences, sedimentation barriers, staked hay or straw bales, matting, and diking. | The following property is used 100% for pollution control to meet or exceed federal or state regulations: Sedimentation and erosion controls consisting of slope breakers, silt fences, sedimentation barriers, staked hay or straw bales, matting, and diking. | 2025-02-06 | 6007890 | 100
27472 | T1 | WWM OPERATING LLC | MATTERHORN EXPRESS PIPLINE - AUSTIN COUNTY | MATTEHORN EXPRESS PIPLINE - AUSTIN COUNTY PIPELINE SEGMENTS | Austin County | TX | 77474 | AUSTIN | CN605764406 | RN112126339 | Sedimentation and erosion controls consisting of slope breakers, silt fences, sedimentation barriers, staked hay or straw bales, matting, and diking. | The following property is used 100% for pollution control to meet or exceed federal or state regulations: Sedimentation and erosion controls consisting of slope breakers, silt fences, sedimentation barriers, staked hay or straw bales, matting, and diking. | 2025-02-06 | 9515640 | 100
27473 | T1 | GOLDEN PASS LNG TERMINAL LLC | GOLDEN PASS LNG EXPANSION | SABINE PASS | Jefferson County | TX | 77655 | JEFFERSON | CN603161019 | RN112126347 | Four regenerative thermal oxidizers and associated electrostatic precipitators and scrubbers. | The following property is used 100% for pollution control to meet or exceed federal or state regulations: Four regenerative thermal oxidizers and associated electrostatic precipitators and scrubbers. | 2025-04-15 | 145864375 | 100
27474 | T2 | GOLDEN PASS LNG TERMINAL LLC | GOLDEN PASS LNG EXPANSION | SABINE PASS | Jefferson County | TX | 77655 | JEFFERSON | CN603161019 | RN112126347 | Mercury beds and dust filters on Trains 1-3. | Withdrawn by applicant | 2025-08-04 | 120876817 | 100
27475 | T1 | GOLDEN PASS LNG TERMINAL LLC | GOLDEN PASS LNG EXPANSION | SABINE PASS | Jefferson County | TX | 77655 | JEFFERSON | CN603161019 | RN112126347 | One heat recovery steam generator. | The following property is used 65% for pollution control to meet or exceed federal or state regulations: One heat recovery steam generator. | 2025-04-15 | 65879134 | 65
27476 | T2 | GOLDEN PASS LNG TERMINAL LLC | GOLDEN PASS LNG EXPANSION | SABINE PASS | Jefferson County | TX | 77655 | JEFFERSON | CN603161019 | RN112126347 | Boil-off gas (BOG) system consisting of vapor return header between the loading docks and the compressors; the BOG compressors and their associated cooling systems, suction, and blowdown drums; and equipment used to condense and separate entrained liquids. | Withdrawn by applicant | 2025-08-04 | 320868457 | 100
27477 | T1 | GOLDEN PASS LNG TERMINAL LLC | GOLDEN PASS LNG EXPANSION | SABINE PASS | Jefferson County | TX | 77655 | JEFFERSON | CN603161019 | RN112126347 | Mist eliminators on the LP MR compressor, MP MR compressor, propane compressor, and HP MR compressor in Unit 666. | Withdrawn by applicant | 2025-08-04 | 1306751 | 100
27478 | T1 | GOLDEN PASS LNG TERMINAL LLC | GOLDEN PASS LNG EXPANSION | SABINE PASS | Jefferson County | TX | 77655 | JEFFERSON | CN603161019 | RN112126347 | Stormwater collection system comprised of catch basins, retention ponds, pumps, ditches, trenches, swales, culverts, outfall piping, concrete pads; and curbing and closed collection systems consisting of drainage piping, stormceptors, and detention sumps for Trains 1, 2 and 3. | The following property is used 100% for pollution control to meet or exceed federal or state regulations: Stormwater collection system comprised of catch basins, retention ponds, pumps, ditches, trenches, swales, culverts, outfall piping, concrete pads; and curbing and closed collection systems consisting of drainage piping, stormceptors, and detention sumps for Trains 1, 2 and 3. | 2025-04-17 | 294699788 | 100
27479 | T1 | GOLDEN PASS LNG TERMINAL LLC | GOLDEN PASS LNG EXPANSION | SABINE PASS | Jefferson County | TX | 77655 | JEFFERSON | CN603161019 | RN112126347 | Three single staged multi-point ground flares (Storage LP Flare, Wet and Dry Gas Ground Flare, Wet and Dry Gas Ground flare MSS) including piping, pilots, flare tips, common dry gas header, cold drain drums, ground flare knockout drums, and associated collection headers, scrubbers, and heaters. | The following property is used 100% for pollution control to meet or exceed federal or state regulations: Three single staged multi-point ground flares (Storage LP Flare, Wet and Dry Gas Ground Flare, Wet and Dry Gas Ground flare MSS) including piping, pilots, flare tips, common dry gas header, cold drain drums, ground flare knockout drums, and associated collection headers, scrubbers, and heaters. | 2025-04-15 | 595851588 | 100
27480 | T1 | WWM OPERATING LLC | ADCC PIPELINE- SAN PATRICIO COUNTY | ADCC PIPELINE- SAN PATRICIO COUNTY PIPELINE SEGMENTS | San Patricio County | TX | 78368 | SAN PATRICIO | CN605764406 | RN112126131 | Nondestructive pipeline testing expenditures – Radiography. | The following property is used 100% for pollution control to meet or exceed federal or state regulations: Nondestructive pipeline testing expenditures – Radiography. | 2025-03-13 | 4286732 | 100
27481 | T1 | WWM OPERATING LLC | ADCC PIPELINE- SAN PATRICIO COUNTY | ADCC PIPELINE- SAN PATRICIO COUNTY PIPELINE SEGMENTS | San Patricio County | TX | 78368 | SAN PATRICIO | CN605764406 | RN112126131 | Four automatic shut off valves (block valves equipped with an actuator to close the valves) installed at intervals along the pipeline. | The following property is used 100% for pollution control to meet or exceed federal or state regulations: Four automatic shut off valves (block valves equipped with an actuator to close the valves) installed at intervals along the pipeline. | 2025-03-13 | 589426 | 100
27482 | T1 | WWM OPERATING LLC | ADCC PIPELINE- SAN PATRICIO COUNTY | ADCC PIPELINE- SAN PATRICIO COUNTY PIPELINE SEGMENTS | San Patricio County | TX | 78368 | SAN PATRICIO | CN605764406 | RN112126131 | Pipeline coatings and cathodic protection on the ADCC Pipeline. | The following property is used 100% for pollution control to meet or exceed federal or state regulations: Pipeline coatings and cathodic protection on the ADCC Pipeline. | 2025-03-25 | 857346 | 100
27483 | T1 | WWM OPERATING LLC | ADCC PIPELINE- NUECES COUNTY | ADCC PIPELINE- NUECES COUNTY PIPELINE SEGMENTS | Nueces County | TX | 78380 | NUECES | CN605764406 | RN112126149 | Nondestructive pipeline testing expenditures – Radiography. | The following property is used 100% for pollution control to meet or exceed federal or state regulations: Nondestructive pipeline testing expenditures – Radiography. | 2025-03-13 | 2894996 | 100
27484 | T1 | WWM OPERATING LLC | ADCC PIPELINE- NUECES COUNTY | ADCC PIPELINE- NUECES COUNTY PIPELINE SEGMENTS | Nueces County | TX | 78380 | NUECES | CN605764406 | RN112126149 | Four automatic shut off valves (block valves equipped with an actuator to close the valves) installed at intervals along the pipeline. | The following property is used 100% for pollution control to meet or exceed federal or state regulations: Four automatic shut off valves (block valves equipped with an actuator to close the valves) installed at intervals along the pipeline. | 2025-03-13 | 398062 | 100
27485 | T1 | WWM OPERATING LLC | ADCC PIPELINE- NUECES COUNTY | ADCC PIPELINE- NUECES COUNTY PIPELINE SEGMENTS | Nueces County | TX | 78380 | NUECES | CN605764406 | RN112126149 | Pipeline coatings and cathodic protection on the ADCC Pipeline. | The following property is used 100% for pollution control to meet or exceed federal or state regulations: Pipeline coatings and cathodic protection on the ADCC Pipeline. | 2025-03-25 | 578999 | 100
27486 | T1 | EPIC CRUDE PIPELINE LP | EPIC CRUDE PIPELINE LOCATED IN SAN PATRICIO COUNTY | EPIC CRUDE PIPELINE THAT RUNS NORTH TO SOUTH IN SAN PATRICIO COUNTY | San Patricio County | TX | 78370 | SAN PATRICIO | CN606101038 | RN112127295 | Sedimentation and erosion controls consisting of slope breakers, silt fences, sedimentation barriers, staked hay or straw bales, matting, and diking. | The following property is used 100% for pollution control to meet or exceed federal or state regulations: Sedimentation and erosion controls consisting of slope breakers, silt fences, sedimentation barriers, staked hay or straw bales, matting, and diking. | 2025-03-14 | 5040560 | 100
27487 | T1 | EPIC CRUDE PIPELINE LP | KARNES COUNTY EPIC CRUDE PIPELINE | EPIC CRUDE PIPELINE LOCATED IN KARNES COUNTY | Karnes County | TX | 78119 | KARNES | CN606101038 | RN112127303 | Sedimentation and erosion controls consisting of slope breakers, silt fences, sedimentation barriers, staked hay or straw bales, matting, and diking. | The following property is used 100% for pollution control to meet or exceed federal or state regulations: Sedimentation and erosion controls consisting of slope breakers, silt fences, sedimentation barriers, staked hay or straw bales, matting, and diking. | 2025-03-14 | 1174800 | 100
27488 | T1 | EPIC CRUDE PIPELINE LP | EPIC CRUDE PIPELINE LOCATED IN BEE COUNTY | EPIC CRUDE PIPELINE SPANNING FROM THE NORTH END OF BEE COUNTY TO THE SOUTH END INTO SAN PATRICIO COUNTY | Bee County | TX | 78102 | BEE | CN606101038 | RN112127311 | Sedimentation and erosion controls consisting of slope breakers, silt fences, sedimentation barriers, staked hay or straw bales, matting, and diking. | The following property is used 100% for pollution control to meet or exceed federal or state regulations: Sedimentation and erosion controls consisting of slope breakers, silt fences, sedimentation barriers, staked hay or straw bales, matting, and diking. | 2025-03-14 | 2089200 | 100
27489 | T1 | RACETRAC INC | QUICKWAY FOOD STORE 06 | 101 US HIGHWAY 380 | BRIDGEPORT | TX | 76426 | WISE | CN600505283 | RN101899771 | Overfill alarms; tank top sumps; automatic tank gauging; automatic line leak detectors; liquid fuel sensors installed between the double walls of tanks and pipes to monitor for leaks; the incremental difference in cost between one 20,000-gallon and three 24,000-gallon double-walled tanks and comparable single-walled tanks; the incremental difference in cost between double-walled piping and single-walled piping; and the incremental difference in cost between the concrete paving covering the underground tanks and pipes and the other paving at the facility calculated using the difference in cost per square foot. | The following property is used 100% for pollution control to meet or exceed federal or state regulations: Overfill alarms; tank top sumps; automatic tank gauging; automatic line leak detectors; liquid fuel sensors installed between the double walls of tanks and pipes to monitor for leaks; the incremental difference in cost between one 20,000-gallon and three 24,000-gallon double-walled tanks and comparable single-walled tanks; the incremental difference in cost between double-walled piping and single-walled piping; and the incremental difference in cost between the concrete paving covering the underground tanks and pipes and the other paving at the facility calculated using the difference in cost per square foot. | 2025-04-08 | 349063 | 100
27490 | T1 | RACETRAC INC | RACETRAC 1546 | 1044 US HIGHWAY 59 N | CARTHAGE | TX | 75633 | PANOLA | CN600505283 | RN111943544 | Overfill alarms; tank top sumps; automatic tank gauging; automatic line leak detectors; liquid fuel sensors installed between the double walls of tanks and pipes to monitor for leaks; the incremental difference in cost between one 20,000-gallon and three 24,000-gallon double-walled tanks and comparable single-walled tanks; the incremental difference in cost between double-walled piping and single-walled piping; and the incremental difference in cost between the concrete paving covering the underground tanks and pipes and the other paving at the facility calculated using the difference in cost per square foot. | The following property is used 100% for pollution control to meet or exceed federal or state regulations: Overfill alarms; tank top sumps; automatic tank gauging; automatic line leak detectors; liquid fuel sensors installed between the double walls of tanks and pipes to monitor for leaks; the incremental difference in cost between one 20,000-gallon and three 24,000-gallon double-walled tanks and comparable single-walled tanks; the incremental difference in cost between double-walled piping and single-walled piping; and the incremental difference in cost between the concrete paving covering the underground tanks and pipes and the other paving at the facility calculated using the difference in cost per square foot. | 2025-04-08 | 349063 | 100
27491 | T1 | EPIC CRUDE PIPELINE LP | EPIC CRUDE PIPELINE LOCATED IN SAN PATRICIO COUNTY | EPIC CRUDE PIPELINE THAT RUNS NORTH TO SOUTH IN SAN PATRICIO COUNTY | San Patricio County | TX | 78370 | SAN PATRICIO | CN606101038 | RN112127295 | Nondestructive pipeline testing expenditures – Radiography. | The following property is used 100% for pollution control to meet or exceed federal or state regulations: Nondestructive pipeline testing expenditures – Radiography. | 2025-03-14 | 4032448 | 100
27492 | T1 | EPIC CRUDE PIPELINE LP | EPIC CRUDE PIPELINE LOCATED IN SAN PATRICIO COUNTY | EPIC CRUDE PIPELINE THAT RUNS NORTH TO SOUTH IN SAN PATRICIO COUNTY | San Patricio County | TX | 78370 | SAN PATRICIO | CN606101038 | RN112127295 | Ten automatic shut off valves (block valves equipped with an actuator to close the valve) installed along the pipeline. | The following property is used 100% for pollution control to meet or exceed federal or state regulations: Ten automatic shut off valves (block valves equipped with an actuator to close the valve) installed along the pipeline. | 2025-03-17 | 554462 | 100
27493 | T1 | EPIC CRUDE PIPELINE LP | EPIC CRUDE PIPELINE LOCATED IN SAN PATRICIO COUNTY | EPIC CRUDE PIPELINE THAT RUNS NORTH TO SOUTH IN SAN PATRICIO COUNTY | San Patricio County | TX | 78370 | SAN PATRICIO | CN606101038 | RN112127295 | Pipeline coatings and cathodic protection on the Epic Crude Pipeline. | The following property is used 100% for pollution control to meet or exceed federal or state regulations: Pipeline coatings and cathodic protection on the Epic Crude Pipeline. | 2025-03-20 | 806490 | 100
27494 | T1 | EPIC CRUDE PIPELINE LP | KARNES COUNTY EPIC CRUDE PIPELINE | EPIC CRUDE PIPELINE LOCATED IN KARNES COUNTY | Karnes County | TX | 78119 | KARNES | CN606101038 | RN112127303 | Nondestructive pipeline testing expenditures – Radiography. | The following property is used 100% for pollution control to meet or exceed federal or state regulations: Nondestructive pipeline testing expenditures – Radiography. | 2025-03-14 | 939840 | 100
27495 | T1 | EPIC CRUDE PIPELINE LP | KARNES COUNTY EPIC CRUDE PIPELINE | EPIC CRUDE PIPELINE LOCATED IN KARNES COUNTY | Karnes County | TX | 78119 | KARNES | CN606101038 | RN112127303 | Three automatic shut off valves (block valves equipped with an actuator to close the valve) installed along the pipeline. | The following property is used 100% for pollution control to meet or exceed federal or state regulations: Three automatic shut off valves (block valves equipped with an actuator to close the valve) installed along the pipeline. | 2025-03-17 | 129228 | 100
27496 | T1 | EPIC CRUDE PIPELINE LP | KARNES COUNTY EPIC CRUDE PIPELINE | EPIC CRUDE PIPELINE LOCATED IN KARNES COUNTY | Karnes County | TX | 78119 | KARNES | CN606101038 | RN112127303 | Pipeline coatings and cathodic protection on the Epic Crude Pipeline. | The following property is used 100% for pollution control to meet or exceed federal or state regulations: Pipeline coatings and cathodic protection on the Epic Crude Pipeline. | 2025-03-20 | 187968 | 100
27497 | T1 | EPIC CRUDE PIPELINE LP | EPIC CRUDE PIPELINE LOCATED IN BEE COUNTY | EPIC CRUDE PIPELINE SPANNING FROM THE NORTH END OF BEE COUNTY TO THE SOUTH END INTO SAN PATRICIO COUNTY | Bee County | TX | 78102 | BEE | CN606101038 | RN112127311 | Nondestructive pipeline testing expenditures – Radiography. | The following property is used 100% for pollution control to meet or exceed federal or state regulations: Nondestructive pipeline testing expenditures – Radiography. | 2025-03-14 | 1671360 | 100
27498 | T1 | EPIC CRUDE PIPELINE LP | EPIC CRUDE PIPELINE LOCATED IN BEE COUNTY | EPIC CRUDE PIPELINE SPANNING FROM THE NORTH END OF BEE COUNTY TO THE SOUTH END INTO SAN PATRICIO COUNTY | Bee County | TX | 78102 | BEE | CN606101038 | RN112127311 | Five automatic shut off valves (block valves equipped with an actuator to close the valve) installed along the pipeline. | The following property is used 100% for pollution control to meet or exceed federal or state regulations: Five automatic shut off valves (block valves equipped with an actuator to close the valve) installed along the pipeline. | 2025-03-17 | 229812 | 100
27499 | T1 | EPIC CRUDE PIPELINE LP | EPIC CRUDE PIPELINE LOCATED IN BEE COUNTY | EPIC CRUDE PIPELINE SPANNING FROM THE NORTH END OF BEE COUNTY TO THE SOUTH END INTO SAN PATRICIO COUNTY | Bee County | TX | 78102 | BEE | CN606101038 | RN112127311 | Pipeline coatings and cathodic protection on the Epic Crude Pipeline. | The following property is used 100% for pollution control to meet or exceed federal or state regulations: Pipeline coatings and cathodic protection on the Epic Crude Pipeline. | 2025-03-20 | 344272 | 100
27500 | T1 | GOLDEN PASS PIPELINE LLC | GOLDEN PASS- NEWTON PIPELINE SEGMENTS | GOLDEN PASS- NEWTON PIPELINE SEGMENTS | Newton County | TX | 75966 | NEWTON | CN603239302 | RN112127675 | Sedimentation and erosion controls consisting of slope breakers, silt fences, sedimentation barriers, staked hay or straw bales, matting, and diking. | The following property is used 100% for pollution control to meet or exceed federal or state regulations: Sedimentation and erosion controls consisting of slope breakers, silt fences, sedimentation barriers, staked hay or straw bales, matting, and diking. | 2025-03-17 | 798000 | 100
27501 | T1 | GOLDEN PASS PIPELINE LLC | GOLDEN PASS - ORANGE PIPELINE SEGMENTS | GOLDEN PASS - ORANGE PIPELINE SEGMENTS | Orange County | TX | 77630 | ORANGE | CN603239302 | RN112127683 | Sedimentation and erosion controls consisting of slope breakers, silt fences, sedimentation barriers, staked hay or straw bales, matting, and diking. | The following property is used 100% for pollution control to meet or exceed federal or state regulations: Sedimentation and erosion controls consisting of slope breakers, silt fences, sedimentation barriers, staked hay or straw bales, matting, and diking. | 2025-03-17 | 4956000 | 100
27502 | T1 | GOLDEN PASS PIPELINE LLC | GOLDEN PASS- JEFFERSON PIPELINE SEGMENTS | GOLDEN PASS- JEFFERSON PIPELINE SEGMENTS | Jefferson County | TX | 77627 | JEFFERSON | CN603239302 | RN112127691 | Sedimentation and erosion controls consisting of slope breakers, silt fences, sedimentation barriers, staked hay or straw bales, matting, and diking. | The following property is used 100% for pollution control to meet or exceed federal or state regulations: Sedimentation and erosion controls consisting of slope breakers, silt fences, sedimentation barriers, staked hay or straw bales, matting, and diking. | 2025-03-17 | 6090000 | 100
27503 | T1 | WWM OPERATING LLC | MATTERHORN EXPRESS PIPELINE- WILLIAMSON COUNTY | MATTERHORN EXPRESS PIPELINE- WILLIAMSON COUNTY PIPELINE SEGEMENTS | Williamson County | TX | 78626 | WILLIAMSON | CN605764406 | RN112126156 | Pipeline coatings and cathodic protection on the Matterhorn Express Pipeline. | The following property is used 100% for pollution control to meet or exceed federal or state regulations: Pipeline coatings and cathodic protection on the Matterhorn Express Pipeline. | 2025-03-26 | 2252487 | 100
27504 | T1 | WWM OPERATING LLC | MATTERHORN EXPRESS PIPELINE- WHARTON COUNTY | MATTERHORN EXPRESS PIPELINE- WHARTON COUNTY PIPELINE SEGMENTS | Wharton County | TX | 77488 | WHARTON | CN605764406 | RN112126164 | Pipeline coatings and cathodic protection on the Matterhorn Express Pipeline. | The following property is used 100% for pollution control to meet or exceed federal or state regulations: Pipeline coatings and cathodic protection on the Matterhorn Express Pipeline. | 2025-03-26 | 671745 | 100
27505 | T1 | WWM OPERATING LLC | MATTERHORN EXPRESS PIPELINE- WASHINGTON COUNTY | MATTERHORN EXPRESS PIPELINE- WASHINGTON COUNTY PIPELINE SEGEMENTS | Washington County | TX | 77835 | WASHINGTON | CN605764406 | RN112126172 | Pipeline coatings and cathodic protection on the Matterhorn Express Pipeline. | The following property is used 100% for pollution control to meet or exceed federal or state regulations: Pipeline coatings and cathodic protection on the Matterhorn Express Pipeline. | 2025-03-26 | 826483 | 100
27506 | T1 | WWM OPERATING LLC | MATTERHORN EXPRESS PIPELINE- WALLER COUNTY | MATTERHORN EXPRESS PIPELINE- WALLER COUNTY PIPELINE SEGMENTS | Waller County | TX | 77423 | WALLER | CN605764406 | RN112126180 | Pipeline coatings and cathodic protection on the Matterhorn Express Pipeline. | The following property is used 100% for pollution control to meet or exceed federal or state regulations: Pipeline coatings and cathodic protection on the Matterhorn Express Pipeline. | 2025-03-26 | 280119 | 100
27507 | T1 | WWM OPERATING LLC | MATTERHORN EXPRESS PIPELINE- UPTON COUNTY | MATTERHORN EXPRESS PIPELINE- UPTON COUNTY PIPELINE SEGMENTS | Upton County | TX | 79778 | UPTON | CN605764406 | RN112126198 | Pipeline coatings and cathodic protection on the Matterhorn Express Pipeline. | The following property is used 100% for pollution control to meet or exceed federal or state regulations: Pipeline coatings and cathodic protection on the Matterhorn Express Pipeline. | 2025-03-26 | 1849847 | 100
27508 | T1 | WWM OPERATING LLC | MATTERHORN EXPRESS PIPELINE- TOM GREEN COUNTY | MATTERHORN EXPRESS PIPELINE- TOM GREEN COUNTY PIPELINE SEGMENTS | Tom Green County | TX | 76901 | TOM GREEN | CN605764406 | RN112126206 | Pipeline coatings and cathodic protection on the Matterhorn Express Pipeline. | The following property is used 100% for pollution control to meet or exceed federal or state regulations: Pipeline coatings and cathodic protection on the Matterhorn Express Pipeline. | 2025-03-26 | 1493995 | 100
27509 | T1 | WWM OPERATING LLC | MATTERHORN EXPRESS PIPELINE- SAN SABA COUNTY | MATTERHORN EXPRESS PIPELINE- SAN SABA COUNTY PIPELINE SEGMENTS | San Saba County | TX | 76877 | SAN SABA | CN605764406 | RN112126214 | Pipeline coatings and cathodic protection on the Matterhorn Express Pipeline. | The following property is used 100% for pollution control to meet or exceed federal or state regulations: Pipeline coatings and cathodic protection on the Matterhorn Express Pipeline. | 2025-03-26 | 1389468 | 100
27510 | T1 | GOLDEN PASS PIPELINE LLC | GOLDEN PASS- NEWTON PIPELINE SEGMENTS | GOLDEN PASS- NEWTON PIPELINE SEGMENTS | Newton County | TX | 75966 | NEWTON | CN603239302 | RN112127675 | Nondestructive pipeline testing expenditures – Radiography. | The following property is used 100% for pollution control to meet or exceed federal or state regulations: Nondestructive pipeline testing expenditures – Radiography. | 2025-03-17 | 804384 | 100
27511 | T1 | GOLDEN PASS PIPELINE LLC | GOLDEN PASS - ORANGE PIPELINE SEGMENTS | GOLDEN PASS - ORANGE PIPELINE SEGMENTS | Orange County | TX | 77630 | ORANGE | CN603239302 | RN112127683 | Nondestructive pipeline testing expenditures – Radiography. | The following property is used 100% for pollution control to meet or exceed federal or state regulations: Nondestructive pipeline testing expenditures – Radiography. | 2025-03-17 | 4995648 | 100
27512 | T1 | GOLDEN PASS PIPELINE LLC | GOLDEN PASS- JEFFERSON PIPELINE SEGMENTS | GOLDEN PASS- JEFFERSON PIPELINE SEGMENTS | Jefferson County | TX | 77627 | JEFFERSON | CN603239302 | RN112127691 | Nondestructive pipeline testing expenditures – Radiography. | The following property is used 100% for pollution control to meet or exceed federal or state regulations: Nondestructive pipeline testing expenditures – Radiography. | 2025-03-17 | 6138720 | 100
27513 | T1 | GOLDEN PASS PIPELINE LLC | GOLDEN PASS- NEWTON PIPELINE SEGMENTS | GOLDEN PASS- NEWTON PIPELINE SEGMENTS | Newton County | TX | 75966 | NEWTON | CN603239302 | RN112127675 | One automatic shut off valve (block valve equipped with an actuator to close the valve) installed along the pipeline. | The following property is used 100% for pollution control to meet or exceed federal or state regulations: One automatic shut off valve (block valve equipped with an actuator to close the valve) installed along the pipeline. | 2025-03-17 | 110603 | 100
27514 | T1 | GOLDEN PASS PIPELINE LLC | GOLDEN PASS - ORANGE PIPELINE SEGMENTS | GOLDEN PASS - ORANGE PIPELINE SEGMENTS | Orange County | TX | 77630 | ORANGE | CN603239302 | RN112127683 | Six automatic shut off valves (block valves equipped with an actuator to close the valves) installed at intervals along the pipeline. | The following property is used 100% for pollution control to meet or exceed federal or state regulations: Six automatic shut off valves (block valves equipped with an actuator to close the valves) installed at intervals along the pipeline. | 2025-03-17 | 686902 | 100
27515 | T1 | GOLDEN PASS PIPELINE LLC | GOLDEN PASS- JEFFERSON PIPELINE SEGMENTS | GOLDEN PASS- JEFFERSON PIPELINE SEGMENTS | Jefferson County | TX | 77627 | JEFFERSON | CN603239302 | RN112127691 | Ten automatic shut off valves (block valves equipped with an actuator to close the valves) installed at intervals along the pipeline. | The following property is used 100% for pollution control to meet or exceed federal or state regulations: Ten automatic shut off valves (block valves equipped with an actuator to close the valves) installed at intervals along the pipeline. | 2025-03-17 | 844074 | 100
27516 | T1 | GOLDEN PASS PIPELINE LLC | GOLDEN PASS- NEWTON PIPELINE SEGMENTS | GOLDEN PASS- NEWTON PIPELINE SEGMENTS | Newton County | TX | 75966 | NEWTON | CN603239302 | RN112127675 | Pipeline coatings and cathodic protection on the Golden Pass Pipeline. | The following property is used 100% for pollution control to meet or exceed federal or state regulations: Pipeline coatings and cathodic protection on the Golden Pass Pipeline. | 2025-03-25 | 160877 | 100
27517 | T1 | GOLDEN PASS PIPELINE LLC | GOLDEN PASS - ORANGE PIPELINE SEGMENTS | GOLDEN PASS - ORANGE PIPELINE SEGMENTS | Orange County | TX | 77630 | ORANGE | CN603239302 | RN112127683 | Pipeline coatings and cathodic protection on the Golden Pass Pipeline. | The following property is used 100% for pollution control to meet or exceed federal or state regulations: Pipeline coatings and cathodic protection on the Golden Pass Pipeline. | 2025-03-25 | 999130 | 100
27518 | T1 | GOLDEN PASS PIPELINE LLC | GOLDEN PASS- JEFFERSON PIPELINE SEGMENTS | GOLDEN PASS- JEFFERSON PIPELINE SEGMENTS | Jefferson County | TX | 77627 | JEFFERSON | CN603239302 | RN112127691 | Pipeline coatings and cathodic protection on the Golden Pass Pipeline. | The following property is used 100% for pollution control to meet or exceed federal or state regulations: Pipeline coatings and cathodic protection on the Golden Pass Pipeline. | 2025-03-25 | 1227744 | 100
27519 | T1 | WWM OPERATING LLC | MATTERHORN EXPRESS PIPELINE- REAGAN COUNTY | MATTERHORN EXPRESS PIPELINE- REAGAN COUNTY PIPELINE SEGMENTS | Reagan County | TX | 76932 | REAGAN | CN605764406 | RN112126222 | Pipeline coatings and cathodic protection on the Matterhorn Express Pipeline. | The following property is used 100% for pollution control to meet or exceed federal or state regulations: Pipeline coatings and cathodic protection on the Matterhorn Express Pipeline. | 2025-03-26 | 1909172 | 100
27520 | T1 | WWM OPERATING LLC | MATTERHORN EXPRESS PIPELINE- PECOS COUNTY | MATTERHORN EXPRESS PIPELINE- PECOS COUNTY | Pecos County | TX | 79735 | PECOS | CN605764406 | RN112126230 | Pipeline coatings and cathodic protection on the Matterhorn Express Pipeline. | The following property is used 100% for pollution control to meet or exceed federal or state regulations: Pipeline coatings and cathodic protection on the Matterhorn Express Pipeline. | 2025-03-26 | 1547139 | 100
27521 | T1 | WWM OPERATING LLC | MATTERHORN EXPRESS PIPELINE- MIDLAND COUNTY | MATTERHORN EXPRESS PIPELINE- MIDLAND COUNTY PIPELINE SEGMENTS | Midland County | TX | 79701 | MIDLAND | CN605764406 | RN112126248 | Pipeline coatings and cathodic protection on the Matterhorn Express Pipeline. | The following property is used 100% for pollution control to meet or exceed federal or state regulations: Pipeline coatings and cathodic protection on the Matterhorn Express Pipeline. | 2025-03-26 | 1195428 | 100
27522 | T1 | WWM OPERATING LLC | MATTERHORN EXPRESS PIPELINE- MCCULLOCH COUNTY | MATTERHORN EXPRESS PIPELINE- MCCULLOCH COUNTY PIPELINE SEGMENTS | Mcculloch County | TX | 76825 | MCCULLOCH | CN605764406 | RN112126255 | Pipeline coatings and cathodic protection on the Matterhorn Express Pipeline. | The following property is used 100% for pollution control to meet or exceed federal or state regulations: Pipeline coatings and cathodic protection on the Matterhorn Express Pipeline. | 2025-03-26 | 1509236 | 100
27523 | T1 | WWM OPERATING LLC | MATTERHORN EXPRESS PIPELINE- MARTIN COUNTY | MATTERHORN EXPRESS PIPELINE- MARTIN COUNTY PIPELINE SEGMENTS | Martin County | TX | 79782 | MARTIN | CN605764406 | RN112126263 | Pipeline coatings and cathodic protection on the Matterhorn Express Pipeline. | The following property is used 100% for pollution control to meet or exceed federal or state regulations: Pipeline coatings and cathodic protection on the Matterhorn Express Pipeline. | 2025-03-26 | 492900 | 100
27524 | T1 | WWM OPERATING LLC | MATTERHORN EXPRESS PIPELINE- LEE COUNTY | MATTERHORN EXPRESS PIPELINE- LEE COUNTY PIPELINE SEGEMENTS | Lee County | TX | 78942 | LEE | CN605764406 | RN112126271 | Pipeline coatings and cathodic protection on the Matterhorn Express Pipeline. | The following property is used 100% for pollution control to meet or exceed federal or state regulations: Pipeline coatings and cathodic protection on the Matterhorn Express Pipeline. | 2025-03-26 | 1594162 | 100
27525 | T1 | WWM OPERATING LLC | MATTERHORN EXPRESS PIPELINE- LAMPASAS COUNTY | MATTERHORN EXPRESS PIPELINE- LAMPASAS COUNTY PIPELINE SEGMENTS | Lampasas County | TX | 76539 | LAMPASAS | CN605764406 | RN112126289 | Pipeline coatings and cathodic protection on the Matterhorn Express Pipeline. | The following property is used 100% for pollution control to meet or exceed federal or state regulations: Pipeline coatings and cathodic protection on the Matterhorn Express Pipeline. | 2025-03-26 | 1294593 | 100
27526 | T1 | WWM OPERATING LLC | MATTERHORN EXPRESS PIPELINE- IRION COUNTY | MATTERHORN EXPRESS PIPELINE- IRION COUNTY PIPELINE SEGMENTS | Irion County | TX | 76930 | IRION | CN605764406 | RN112126297 | Pipeline coatings and cathodic protection on the Matterhorn Express Pipeline. | The following property is used 100% for pollution control to meet or exceed federal or state regulations: Pipeline coatings and cathodic protection on the Matterhorn Express Pipeline. | 2025-03-26 | 1516052 | 100
27527 | T1 | WWM OPERATING LLC | MATTERHORN EXPRESS PIPELINE- CRANE COUNTY | MATTERHORN EXPRESS PIPELINE- CRANE COUNTY PIPELINE SEGMENTS | Crane County | TX | 79731 | CRANE | CN605764406 | RN112126305 | Pipeline coatings and cathodic protection on the Matterhorn Express Pipeline. | The following property is used 100% for pollution control to meet or exceed federal or state regulations: Pipeline coatings and cathodic protection on the Matterhorn Express Pipeline. | 2025-03-26 | 260729 | 100
27528 | T1 | WWM OPERATING LLC | MATTERHORN EXPRESS PIPELINE- CONCHO COUNTY | MATTERHORN EXPRESS PIPELINE- CONCHO COUNTY PIPELINE SEGEMENTS | Concho County | TX | 76866 | CONCHO | CN605764406 | RN112126313 | Pipeline coatings and cathodic protection on the Matterhorn Express Pipeline. | The following property is used 100% for pollution control to meet or exceed federal or state regulations: Pipeline coatings and cathodic protection on the Matterhorn Express Pipeline. | 2025-03-26 | 1289301 | 100
27529 | T1 | WWM OPERATING LLC | MATTERHORN EXPRESS PIPELINE- BURNET COUNTY | MATTERHORN EXPRESS PIPELINE- BURNET COUNTY- PIPELINE SEGEMENTS | Burnet County | TX | 78611 | BURNET | CN605764406 | RN112126321 | Pipeline coatings and cathodic protection on the Matterhorn Express Pipeline. | The following property is used 100% for pollution control to meet or exceed federal or state regulations: Pipeline coatings and cathodic protection on the Matterhorn Express Pipeline. | 2025-03-26 | 1211191 | 100
27530 | T1 | WWM OPERATING LLC | MATTERHORN EXPRESS PIPLINE - AUSTIN COUNTY | MATTEHORN EXPRESS PIPLINE - AUSTIN COUNTY PIPELINE SEGMENTS | Austin County | TX | 77474 | AUSTIN | CN605764406 | RN112126339 | Pipeline coatings and cathodic protection on the Matterhorn Express Pipeline. | The following property is used 100% for pollution control to meet or exceed federal or state regulations: Pipeline coatings and cathodic protection on the Matterhorn Express Pipeline. | 2025-03-26 | 1918353 | 100
27531 | T1 | WATERBRIDGE TEXAS OPERATING LLC | WATERBRIDGE TEXAS PIPELINE SEGMENT IN WINKLER COUNTY | WATERBRIDGE TEXAS PIPELINE SEGMENT IN WINKLER COUNTY - KERMIT, TX 79745 | Winkler County | TX | 79745 | WINKLER | CN605615731 | RN112128202 | Sedimentation and erosion controls consisting of slope breakers, silt fences, sedimentation barriers, staked hay or straw bales, matting, and diking. | The following property is used 100% for pollution control to meet or exceed federal or state regulations: Sedimentation and erosion controls consisting of slope breakers, silt fences, sedimentation barriers, staked hay or straw bales, matting, and diking. | 2025-03-18 | 86285 | 100
27532 | T1 | WATERBRIDGE TEXAS OPERATING LLC | WATERBRIDGE TEXAS PIPELINE SEGMENT IN WINKLER COUNTY | WATERBRIDGE TEXAS PIPELINE SEGMENT IN WINKLER COUNTY - KERMIT, TX 79745 | Winkler County | TX | 79745 | WINKLER | CN605615731 | RN112128210 | Leaked product can contribute to the pollution of waters and lands of the State of Texas. Nondestructive Testing Expenditures during pipeline construction, weld inspections and testing must be conducted as a form of leak detection and prevention. Radiography, one of the most widely used nondestructive testing methods, has been carried out on the pipeline using X-rays to detect internal flaws, defects, or damage in the welds. Radiography tests are performed by using radiation from a controlled source to penetrate the test items. As the radiation passes through the pipeline weld, a portion of it is absorbed by the molecular structure of the material. The amount of radiation absorbed depends on the density and composition of the material. As any cracks, fissures, and pockets in the material have different densities, they will be characterized by different exposure values as more or less radiation penetrates at those points during exposure. Nondestructive testing is instrumental in detecting weld defects that lead to product leakage from the pipeline once operational | Withdrawn by applicant | 2025-07-09 | 28762 | 100
27533 | T1 | WATERBRIDGE TEXAS OPERATING LLC | WATERBRIDGE TEXAS PIPELINE SEGMENT IN WARD COUNTY | WATERBRIDGE TEXAS PIPELINE SEGMENT IN WARD COUNTY - BARSTOW, TX 79719 | Ward County | TX | 79719 | WARD | CN605615731 | RN112128228 | Sedimentation and erosion controls consisting of slope breakers, silt fences, sedimentation barriers, staked hay or straw bales, matting, and diking. | The following property is used 100% for pollution control to meet or exceed federal or state regulations: Sedimentation and erosion controls consisting of slope breakers, silt fences, sedimentation barriers, staked hay or straw bales, matting, and diking. | 2025-03-18 | 2117134 | 100
27534 | T1 | WATERBRIDGE TEXAS OPERATING LLC | WATERBRIDGE TEXAS PIPELINE SEGMENT IN WARD COUNTY | WATERBRIDGE TEXAS PIPELINE SEGMENT IN WARD COUNTY - BARSTOW, TX 79719 | Ward County | TX | 79719 | WARD | CN605615731 | RN112128236 | Leaked product can contribute to the pollution of waters and lands of the State of Texas. Nondestructive Testing Expenditures during pipeline construction, weld inspections and testing must be conducted as a form of leak detection and prevention. Radiography, one of the most widely used nondestructive testing methods, has been carried out on the pipeline using X-rays to detect internal flaws, defects, or damage in the welds. Radiography tests are performed by using radiation from a controlled source to penetrate the test items. As the radiation passes through the pipeline weld, a portion of it is absorbed by the molecular structure of the material. The amount of radiation absorbed depends on the density and composition of the material. As any cracks, fissures, and pockets in the material have different densities, they will be characterized by different exposure values as more or less radiation penetrates at those points during exposure. Nondestructive testing is instrumental in detecting weld defects that lead to product leakage from the pipeline once operational | Withdrawn by applicant | 2025-07-09 | 705711 | 100
27535 | T1 | WATERBRIDGE TEXAS OPERATING LLC | WATERBRIDGE TEXAS PIPELINE SEGMENT IN REEVES COUNTY | WATERBRIDGE TEXAS PIPELINE SEGMENT IN REEVES COUNTY - PECOS, TX 79772 | Reeves County | TX | 79772 | REEVES | CN605615731 | RN112128244 | Sedimentation and erosion controls consisting of slope breakers, silt fences, sedimentation barriers, staked hay or straw bales, matting, and diking. | The following property is used 100% for pollution control to meet or exceed federal or state regulations: Sedimentation and erosion controls consisting of slope breakers, silt fences, sedimentation barriers, staked hay or straw bales, matting, and diking. | 2025-03-18 | 8134498 | 100
27536 | T1 | WATERBRIDGE TEXAS OPERATING LLC | WATERBRIDGE TEXAS PIPELINE SEGMENT IN REEVES COUNTY | WATERBRIDGE TEXAS PIPELINE SEGMENT IN REEVES COUNTY - PECOS, TX 79772 | Reeves County | TX | 79772 | REEVES | CN605615731 | RN112128251 | Leaked product can contribute to the pollution of waters and lands of the State of Texas. Nondestructive Testing Expenditures during pipeline construction, weld inspections and testing must be conducted as a form of leak detection and prevention. Radiography, one of the most widely used nondestructive testing methods, has been carried out on the pipeline using X-rays to detect internal flaws, defects, or damage in the welds. Radiography tests are performed by using radiation from a controlled source to penetrate the test items. As the radiation passes through the pipeline weld, a portion of it is absorbed by the molecular structure of the material. The amount of radiation absorbed depends on the density and composition of the material. As any cracks, fissures, and pockets in the material have different densities, they will be characterized by different exposure values as more or less radiation penetrates at those points during exposure. Nondestructive testing is instrumental in detecting weld defects that lead to product leakage from the pipeline once operational | Withdrawn by applicant | 2025-07-09 | 2711499 | 100
27537 | T1 | WATERBRIDGE TEXAS OPERATING LLC | WATERBRIDGE TEXAS PIPELINE SEGMENT IN PECOS COUNTY | WATERBRIDGE TEXAS PIPELINE SEGMENT IN PECOS COUNTY - FORT STOCKTON, TX 79735 | Pecos County | TX | 79735 | PECOS | CN605615731 | RN112128269 | Sedimentation and erosion controls consisting of slope breakers, silt fences, sedimentation barriers, staked hay or straw bales, matting, and diking. | The following property is used 100% for pollution control to meet or exceed federal or state regulations: Sedimentation and erosion controls consisting of slope breakers, silt fences, sedimentation barriers, staked hay or straw bales, matting, and diking. | 2025-03-18 | 774660 | 100
27538 | T1 | WATERBRIDGE TEXAS OPERATING LLC | WATERBRIDGE TEXAS PIPELINE SEGMENT IN PECOS COUNTY | WATERBRIDGE TEXAS PIPELINE SEGMENT IN PECOS COUNTY - | Pecos County | TX | 79735 | PECOS | CN605615731 | RN112128277 | Leaked product can contribute to the pollution of waters and lands of the State of Texas. Nondestructive Testing Expenditures during pipeline construction, weld inspections and testing must be conducted as a form of leak detection and prevention. Radiography, one of the most widely used nondestructive testing methods, has been carried out on the pipeline using X-rays to detect internal flaws, defects, or damage in the welds. Radiography tests are performed by using radiation from a controlled source to penetrate the test items. As the radiation passes through the pipeline weld, a portion of it is absorbed by the molecular structure of the material. The amount of radiation absorbed depends on the density and composition of the material. As any cracks, fissures, and pockets in the material have different densities, they will be characterized by different exposure values as more or less radiation penetrates at those points during exposure. Nondestructive testing is instrumental in detecting weld defects that lead to product leakage from the pipeline once operational | Withdrawn by applicant | 2025-07-09 | 258220 | 100
27539 | T1 | WATERBRIDGE TEXAS OPERATING LLC | WATERBRIDGE TEXAS PIPELINE SEGMENT IN LOVING COUNTY | WATERBRIDGE TEXAS PIPELINE SEGMENT IN LOVING COUNTY - MENTONE, TX 79754 | Loving County | TX | 79754 | LOVING | CN605615731 | RN112128285 | Sedimentation and erosion controls consisting of slope breakers, silt fences, sedimentation barriers, staked hay or straw bales, matting, and diking. | The following property is used 100% for pollution control to meet or exceed federal or state regulations: Sedimentation and erosion controls consisting of slope breakers, silt fences, sedimentation barriers, staked hay or straw bales, matting, and diking. | 2025-03-18 | 3931 | 100
27540 | T1 | WATERBRIDGE TEXAS OPERATING LLC | WATERBRIDGE TEXAS PIPELINE SEGMENT IN LOVING COUNTY | WATERBRIDGE TEXAS PIPELINE SEGMENT IN LOVING COUNTY - MENTONE, TX 79754 | Loving County | TX | 79754 | LOVING | CN605615731 | RN112128293 | Leaked product can contribute to the pollution of waters and lands of the State of Texas. Nondestructive Testing Expenditures during pipeline construction, weld inspections and testing must be conducted as a form of leak detection and prevention. Radiography, one of the most widely used nondestructive testing methods, has been carried out on the pipeline using X-rays to detect internal flaws, defects, or damage in the welds. Radiography tests are performed by using radiation from a controlled source to penetrate the test items. As the radiation passes through the pipeline weld, a portion of it is absorbed by the molecular structure of the material. The amount of radiation absorbed depends on the density and composition of the material. As any cracks, fissures, and pockets in the material have different densities, they will be characterized by different exposure values as more or less radiation penetrates at those points during exposure. Nondestructive testing is instrumental in detecting weld defects that lead to product leakage from the pipeline once operational | Withdrawn by applicant | 2025-07-09 | 1310 | 100
27541 | T1 | EAGLECLAW MIDSTREAM VENTURES LLC | EAGLECLAW MIDSTREAM WARD COUNTY PIPELINE | EAGLECLAW MIDSTREAM WARD COUNTY PIPELINE | Ward County | TX | 79756 | WARD | CN604921882 | RN111891826 | Sedimentation and erosion controls consisting of slope breakers, silt fences, sedimentation barriers, staked hay or straw bales, matting, and diking. | The following property is used 100% for pollution control to meet or exceed federal or state regulations: Sedimentation and erosion controls consisting of slope breakers, silt fences, sedimentation barriers, staked hay or straw bales, matting, and diking. | 2025-03-20 | 193540 | 100
27542 | T1 | KINETIK HOLDINGS LP | DEW POINT MIDSTREAM REEVES COUNTY PIPELINES | DEW POINT MIDSTREAM PIPE SEGMENTS IN REEVES COUNTY | Reeves County | TX | 79772 | REEVES | CN606346856 | RN112128384 | Sedimentation and erosion controls consisting of slope breakers, silt fences, sedimentation barriers, staked hay or straw bales, matting, and diking. | The following property is used 100% for pollution control to meet or exceed federal or state regulations: Sedimentation and erosion controls consisting of slope breakers, silt fences, sedimentation barriers, staked hay or straw bales, matting, and diking. | 2025-03-20 | 3641160 | 100
27543 | T1 | KINETIK HOLDINGS LP | DEW POINT MIDSTREAM PECOS COUNTY PIPELINE | DEW POINT MIDSTREAM PIPE SEGMENT IN PECOS COUNTY | Pecos County | TX | 79735 | PECOS | CN606346856 | RN112128392 | Sedimentation and erosion controls consisting of slope breakers, silt fences, sedimentation barriers, staked hay or straw bales, matting, and diking. | The following property is used 100% for pollution control to meet or exceed federal or state regulations: Sedimentation and erosion controls consisting of slope breakers, silt fences, sedimentation barriers, staked hay or straw bales, matting, and diking. | 2025-03-20 | 162000 | 100
27544 | T1 | KINETIK HOLDINGS LP | DELAWARE BASIN NGL WARD COUNTY PIPELINES | DELAWARE BASIN NGL PIPE SEGMENTS IN WARD COUNTY | Ward County | TX | 79772 | WARD | CN606346856 | RN112128400 | Sedimentation and erosion controls consisting of slope breakers, silt fences, sedimentation barriers, staked hay or straw bales, matting, and diking. | The following property is used 100% for pollution control to meet or exceed federal or state regulations: Sedimentation and erosion controls consisting of slope breakers, silt fences, sedimentation barriers, staked hay or straw bales, matting, and diking. | 2025-03-20 | 520600 | 100
27545 | T1 | KINETIK HOLDINGS LP | PENNTEX PERMIAN REEVES COUNTY PIPELINES | PENNTEX PERMIAN PIPE SEGMENTS IN REEVES COUNTY | Reeves County | TX | 79772 | REEVES | CN606346856 | RN112128418 | Sedimentation and erosion controls consisting of slope breakers, silt fences, sedimentation barriers, staked hay or straw bales, matting, and diking. | The following property is used 100% for pollution control to meet or exceed federal or state regulations: Sedimentation and erosion controls consisting of slope breakers, silt fences, sedimentation barriers, staked hay or straw bales, matting, and diking. | 2025-03-20 | 6261560 | 100
27546 | T1 | EAGLECLAW MIDSTREAM VENTURES LLC | EAGLECLAW MIDSTREAM REEVES COUNTY PIPELINE | EAGLECLAW MIDSTREAM REEVES COUNTY PIPELINE | Reeves County | TX | 79735 | REEVES | CN604921882 | RN111891834 | Sedimentation and erosion controls consisting of slope breakers, silt fences, sedimentation barriers, staked hay or straw bales, matting, and diking. | The following property is used 100% for pollution control to meet or exceed federal or state regulations: Sedimentation and erosion controls consisting of slope breakers, silt fences, sedimentation barriers, staked hay or straw bales, matting, and diking. | 2025-03-20 | 8907810 | 100
27547 | T1 | EAGLECLAW MIDSTREAM VENTURES LLC | EAGLECLAW MIDSTREAM SERVICES LOVING COUNTY PIPELINES | EAGLECLAW MIDSTREAM SERVICES PIPE SEGMENTS IN LOVING COUNTY | Loving County | TX | 79754 | LOVING | CN604921882 | RN111891842 | Sedimentation and erosion controls consisting of slope breakers, silt fences, sedimentation barriers, staked hay or straw bales, matting, and diking. | The following property is used 100% for pollution control to meet or exceed federal or state regulations: Sedimentation and erosion controls consisting of slope breakers, silt fences, sedimentation barriers, staked hay or straw bales, matting, and diking. | 2025-03-20 | 2613300 | 100
27548 | T1 | DELAWARE LINK VENTURES LLC | DELAWARE LINK VENTURES REEVES COUNTY PIPELINES | DELAWARE LINK VENTURES PIPE SEGMENTS IN REEVES COUNTY | Reeves County | TX | 79772 | REEVES | CN606346864 | RN112128426 | Sedimentation and erosion controls consisting of slope breakers, silt fences, sedimentation barriers, staked hay or straw bales, matting, and diking. | The following property is used 100% for pollution control to meet or exceed federal or state regulations: Sedimentation and erosion controls consisting of slope breakers, silt fences, sedimentation barriers, staked hay or straw bales, matting, and diking. | 2025-04-18 | 5941540 | 100
27549 | T1 | KINETIK HOLDINGS LP | DELAWARE BASIN NGL PECOS COUNTY PIPELINES | DELAWARE BASIN NGL LLC PIPE SEGMENT IN REEVES COUNTY | Reeves County | TX | 79772 | REEVES | CN606346856 | RN112128434 | Sedimentation and erosion controls consisting of slope breakers, silt fences, sedimentation barriers, staked hay or straw bales, matting, and diking. | The following property is used 100% for pollution control to meet or exceed federal or state regulations: Sedimentation and erosion controls consisting of slope breakers, silt fences, sedimentation barriers, staked hay or straw bales, matting, and diking. | 2025-03-20 | 535600 | 100
27550 | T1 | CR PERMIAN PROCESSING LLC | CR FIELD SERVICES | CR FIELD SERVICES, LLC PIPE SEGMENTS IN REEVES COUNTY | Reeves County | TX | 79772 | REEVES | CN605164201 | RN111891883 | Sedimentation and erosion controls consisting of slope breakers, silt fences, sedimentation barriers, staked hay or straw bales, matting, and diking. | The following property is used 100% for pollution control to meet or exceed federal or state regulations: Sedimentation and erosion controls consisting of slope breakers, silt fences, sedimentation barriers, staked hay or straw bales, matting, and diking. | 2025-04-18 | 12529549 | 100
27551 | T1 | BRANDYWINE NGL LLC | BRANDYWINE NGL REEVES COUNTY PIPELINE | BRANDYWINE NGL, LLC PIPE SEGMENT IN REEVES COUNTY | Reeves County | TX | 79718 | REEVES | CN606346872 | RN112128442 | Sedimentation and erosion controls consisting of slope breakers, silt fences, sedimentation barriers, staked hay or straw bales, matting, and diking. | The following property is used 100% for pollution control to meet or exceed federal or state regulations: Sedimentation and erosion controls consisting of slope breakers, silt fences, sedimentation barriers, staked hay or straw bales, matting, and diking. | 2025-04-18 | 2700000 | 100
27552 | T1 | VAQUERO PERMIAN GATHERING LLC | VAQUERO PERMIAN GATHERING WARD COUNTY PIPELINES | VAQUERO PERMIAN GATHERING, LLC PIPE SEGMENTS IN WARD COUNTY | Ward County | TX | 79772 | WARD | CN604923003 | RN112128590 | Sedimentation and erosion controls consisting of slope breakers, silt fences, sedimentation barriers, staked hay or straw bales, matting, and diking. | The following property is used 100% for pollution control to meet or exceed federal or state regulations: Sedimentation and erosion controls consisting of slope breakers, silt fences, sedimentation barriers, staked hay or straw bales, matting, and diking. | 2025-04-25 | 618580 | 100
27553 | T1 | VAQUERO PERMIAN GATHERING LLC | VAQUERO PERMIAN GATHERING REEVES COUNTY PIPELINES | VAQUERO PERMIAN GATHERING PIPE SEGMENTS IN REEVES COUNTY | Reeves County | TX | 79772 | REEVES | CN604923003 | RN112128608 | Sedimentation and erosion controls consisting of slope breakers, silt fences, sedimentation barriers, staked hay or straw bales, matting, and diking. | The following property is used 100% for pollution control to meet or exceed federal or state regulations: Sedimentation and erosion controls consisting of slope breakers, silt fences, sedimentation barriers, staked hay or straw bales, matting, and diking. | 2025-04-25 | 13134350 | 100
27554 | T1 | VAQUERO PERMIAN GATHERING LLC | VAQUERO PERMIAN GATHERING PECOS COUNTY PIPELINES | VAQUERO PERMIAN GATHERING, LLC PIPE SEGMENTS IN PECOS COUNTY | Pecos County | TX | 79730 | PECOS | CN604923003 | RN112128616 | Sedimentation and erosion controls consisting of slope breakers, silt fences, sedimentation barriers, staked hay or straw bales, matting, and diking. | The following property is used 100% for pollution control to meet or exceed federal or state regulations: Sedimentation and erosion controls consisting of slope breakers, silt fences, sedimentation barriers, staked hay or straw bales, matting, and diking. | 2025-04-25 | 1450500 | 100
27555 | T1 | VAQUERO PERMIAN GATHERING LLC | VAQUERO PERMIAN GATHERING LOVING COUNTY PIPELINES | VAQUERO PERMIAN GATHERING PIPE SEGMENTS IN LOVING COUNTY | Loving County | TX | 79754 | LOVING | CN604923003 | RN112128624 | Sedimentation and erosion controls consisting of slope breakers, silt fences, sedimentation barriers, staked hay or straw bales, matting, and diking. | The following property is used 100% for pollution control to meet or exceed federal or state regulations: Sedimentation and erosion controls consisting of slope breakers, silt fences, sedimentation barriers, staked hay or straw bales, matting, and diking. | 2025-04-25 | 1220920 | 100
27556 | T1 | AMP II ETX GATHERING II LLC | AMP II ETX GATHERING II PIPELINE SEGMENT IN PANOLA COUNTY | AMP II ETX GATHERING II PIPELINE SEGMENT IN PANOLA COUNTY - CARTHAGE, TX 75633 | Panola County | TX | 75633 | PANOLA | CN605334168 | RN112128632 | Three automatic shut off valves (block valves equipped with an actuator to close the valve) installed along the pipeline. | The following property is used 100% for pollution control to meet or exceed federal or state regulations: Three automatic shut off valves (block valves equipped with an actuator to close the valve) installed along the pipeline. | 2025-04-11 | 93390 | 100
27557 | T1 | AMP II ETX GATHERING II LLC | AMP II ETX GATHERING II PIPELINE SEGMENT IN PANOLA COUNTY | AMP II ETX GATHERING II PIPELINE SEGMENT IN PANOLA COUNTY - CARTHAGE, TX 75633 | Panola County | TX | 75633 | PANOLA | CN605334168 | RN112128640 | Sedimentation and erosion controls consisting of slope breakers, silt fences, sedimentation barriers, staked hay or straw bales, matting, and diking. | The following property is used 100% for pollution control to meet or exceed federal or state regulations: Sedimentation and erosion controls consisting of slope breakers, silt fences, sedimentation barriers, staked hay or straw bales, matting, and diking. | 2025-04-10 | 849000 | 100
27558 | T1 | AMP II ETX GATHERING II LLC | AMP II ETX GATHERING II PIPELINE SEGMENT IN PANOLA COUNTY | AMP II ETX GATHERING II PIPELINE SEGMENT IN PANOLA COUNTY - CARTHAGE, TX 75633 | Panola County | TX | 75633 | PANOLA | CN605334168 | RN112128657 | Nondestructive pipeline testing expenditures – Radiography. | The following property is used 100% for pollution control to meet or exceed federal or state regulations: Nondestructive pipeline testing expenditures – Radiography. | 2025-04-10 | 679200 | 100
27559 | T1 | AMP II ETX GATHERING II LLC | AMP II ETX GATHERING II PIPELINE SEGMENT IN PANOLA COUNTY | AMP II ETX GATHERING II PIPELINE SEGMENT IN PANOLA COUNTY - CARTHAGE, TX 75633 | Panola County | TX | 75633 | PANOLA | CN605334168 | RN112128665 | Pipeline coatings and cathodic protection on the Amp Ii Etx Gathering Ii Pipeline. | The following property is used 100% for pollution control to meet or exceed federal or state regulations: Pipeline coatings and cathodic protection on the Amp Ii Etx Gathering Ii Pipeline. | 2025-04-10 | 135840 | 100
27560 | T1 | AMP II ETX GATHERING I LLC | AMP II ETX GATHERING I PIPELINE SEGMENT IN RUSK COUNTY | AMP II ETX GATHERING I PIPELINE SEGMENT IN RUSK COUNTY - KILGORE, TX 75684 | Rusk County | TX | 75684 | RUSK | CN605599661 | RN112128673 | 11 automatic shut off valves (block valves equipped with an actuator to close the valve) installed along the pipeline. | The following property is used 100% for pollution control to meet or exceed federal or state regulations: 11 automatic shut off valves (block valves equipped with an actuator to close the valve) installed along the pipeline. | 2025-04-10 | 50424 | 100
27561 | T1 | AMP II ETX GATHERING I LLC | AMP II ETX GATHERING I PIPELINE SEGMENT IN RUSK COUNTY | AMP II ETX GATHERING I PIPELINE SEGMENT IN RUSK COUNTY - KILGORE, TX 75684 | Rusk County | TX | 75684 | RUSK | CN605599661 | RN112128681 | Sedimentation and erosion controls consisting of slope breakers, silt fences, sedimentation barriers, staked hay or straw bales, matting, and diking. | The following property is used 100% for pollution control to meet or exceed federal or state regulations: Sedimentation and erosion controls consisting of slope breakers, silt fences, sedimentation barriers, staked hay or straw bales, matting, and diking. | 2025-04-04 | 458400 | 100
27562 | T1 | AMP II ETX GATHERING I LLC | AMP II ETX GATHERING I PIPELINE SEGMENT IN RUSK COUNTY | AMP II ETX GATHERING I PIPELINE SEGMENT IN RUSK COUNTY - KILGORE, TX 75684 | Rusk County | TX | 75684 | RUSK | CN605599661 | RN112128699 | Nondestructive pipeline testing expenditures – Radiography. | The following property is used 100% for pollution control to meet or exceed federal or state regulations: Nondestructive pipeline testing expenditures – Radiography. | 2025-04-10 | 366720 | 100
27563 | T1 | AMP II ETX GATHERING I LLC | AMP II ETX GATHERING I PIPELINE SEGMENT IN RUSK COUNTY | AMP II ETX GATHERING I PIPELINE SEGMENT IN RUSK COUNTY - KILGORE, TX 75684 | Rusk County | TX | 75684 | RUSK | CN605599661 | RN112128707 | Pipeline coatings and cathodic protection on the Amp Ii Etx Gathering I Pipeline. | The following property is used 100% for pollution control to meet or exceed federal or state regulations: Pipeline coatings and cathodic protection on the Amp Ii Etx Gathering I Pipeline. | 2025-04-10 | 73344 | 100
27564 | T1 | AMP II ETX GATHERING I LLC | AMP II ETX GATHERING I PIPELINE SEGMENT IN PANOLA COUNTY | AMP II ETX GATHERING I PIPELINE SEGMENT IN PANOLA COUNTY - CARTHAGE, TX 75633 | Panola County | TX | 75633 | PANOLA | CN605599661 | RN112128715 | 28 automatic shut off valves (block valves equipped with an actuator to close the valve) installed along the pipeline. | The following property is used 100% for pollution control to meet or exceed federal or state regulations: 28 automatic shut off valves (block valves equipped with an actuator to close the valve) installed along the pipeline. | 2025-04-10 | 205750 | 100
27565 | T1 | AMP II ETX GATHERING I LLC | AMP II ETX GATHERING I PIPELINE SEGMENT IN PANOLA COUNTY | AMP II ETX GATHERING I PIPELINE SEGMENT IN PANOLA COUNTY - CARTHAGE, TX 75633 | Panola County | TX | 75633 | PANOLA | CN605599661 | RN112128723 | Sedimentation and erosion controls consisting of slope breakers, silt fences, sedimentation barriers, staked hay or straw bales, matting, and diking. | The following property is used 100% for pollution control to meet or exceed federal or state regulations: Sedimentation and erosion controls consisting of slope breakers, silt fences, sedimentation barriers, staked hay or straw bales, matting, and diking. | 2025-04-04 | 1870450 | 100
27566 | T1 | AMP II ETX GATHERING I LLC | AMP II ETX GATHERING I PIPELINE SEGMENT IN PANOLA COUNTY | AMP II ETX GATHERING I PIPELINE SEGMENT IN PANOLA COUNTY - CARTHAGE, TX 75633 | Panola County | TX | 75633 | PANOLA | CN605599661 | RN112128749 | Nondestructive pipeline testing expenditures – Radiography. | The following property is used 100% for pollution control to meet or exceed federal or state regulations: Nondestructive pipeline testing expenditures – Radiography. | 2025-04-10 | 1496360 | 100
27567 | T1 | AMP II ETX GATHERING I LLC | AMP II ETX GATHERING I PIPELINE SEGMENT IN PANOLA COUNTY | AMP II ETX GATHERING I PIPELINE SEGMENT IN PANOLA COUNTY - CARTHAGE, TX 75633 | Panola County | TX | 75633 | PANOLA | CN605599661 | RN112128756 | Pipeline coatings and cathodic protection on the Amp Ii Etx Gathering I Pipeline. | The following property is used 100% for pollution control to meet or exceed federal or state regulations: Pipeline coatings and cathodic protection on the Amp Ii Etx Gathering I Pipeline. | 2025-04-10 | 299272 | 100
27568 | T1 | AMP ANGELINA LLC | AMP ANGELINA PIPELINE SEGMENT IN ANGELINA COUNTY | AMP ANGELINA PIPELINE SEGMENT IN ANGELINA COUNTY - LUFKIN, TX 75902 | Angelina County | TX | 75902 | ANGELINA | CN605445048 | RN112128764 | Pipeline coatings and cathodic protection on the Amp Angelina Pipeline. | The following property is used 100% for pollution control to meet or exceed federal or state regulations: Pipeline coatings and cathodic protection on the Amp Angelina Pipeline. | 2025-04-10 | 185984 | 100
27569 | T1 | AMP ANGELINA LLC | AMP ANGELINA PIPELINE SEGMENT IN ANGELINA COUNTY | AMP ANGELINA PIPELINE SEGMENT IN ANGELINA COUNTY - LUFKIN, TX 75902 | Angelina County | TX | 75902 | ANGELINA | CN605445048 | RN112128772 | Nondestructive pipeline testing expenditures – Radiography. | The following property is used 100% for pollution control to meet or exceed federal or state regulations: Nondestructive pipeline testing expenditures – Radiography. | 2025-04-10 | 929920 | 100
27570 | T1 | AMP ANGELINA LLC | AMP ANGELINA PIPELINE SEGMENT IN ANGELINA COUNTY | AMP ANGELINA PIPELINE SEGMENT IN ANGELINA COUNTY - LUFKIN, TX 75902 | Angelina County | TX | 75902 | ANGELINA | CN605445048 | RN112128780 | Eight automatic shut off valves (block valves equipped with an actuator to close the valve) installed along the pipeline. | The following property is used 100% for pollution control to meet or exceed federal or state regulations: Eight automatic shut off valves (block valves equipped with an actuator to close the valve) installed along the pipeline. | 2025-04-10 | 127864 | 100
27571 | T1 | AMP ANGELINA LLC | AMP ANGELINA PIPELINE SEGMENT IN ANGELINA COUNTY | AMP ANGELINA PIPELINE SEGMENT IN ANGELINA COUNTY - LUFKIN, TX 75902 | Angelina County | TX | 75902 | ANGELINA | CN605445048 | RN112128798 | Sedimentation and erosion controls consisting of slope breakers, silt fences, sedimentation barriers, staked hay or straw bales, matting, and diking. | The following property is used 100% for pollution control to meet or exceed federal or state regulations: Sedimentation and erosion controls consisting of slope breakers, silt fences, sedimentation barriers, staked hay or straw bales, matting, and diking. | 2025-04-04 | 1162400 | 100
27572 | T1 | MIDCOAST PIPELINES EAST TEXAS LP | HENDERSON GAS PLANT | 754 COUNTY ROAD 425D | HENDERSON | TX | 75654 | RUSK | CN601262884 | RN104751201 | BTEX condenser unit. | The following property is used 100% for pollution control to meet or exceed federal or state regulations: BTEX condenser unit. | 2025-07-30 | 150000 | 100
27573 | T1 | MIDCOAST PIPELINES EAST TEXAS LP | HENDERSON GAS PLANT | 754 COUNTY ROAD 425D | HENDERSON | TX | 75654 | RUSK | CN601262884 | RN104751201 | Flare. | The following property is used 100% for pollution control to meet or exceed federal or state regulations: Flare. | 2025-07-23 | 1250000 | 100
27574 | T1 | PASADENA PERFORMANCE PRODUCTS LLC | PASADENA PERFORMANCE PRODUCTS | 601 N SOUTH ST | PASADENA | TX | 77503 | HARRIS | CN605397520 | RN101997104 | Secondary containment consisting of concrete walls around tanks TK5, TK6, and TK7. | The following property is used 100% for pollution control to meet or exceed federal or state regulations: Secondary containment consisting of concrete walls around tanks TK5, TK6, and TK7. | 2025-07-23 | 440000 | 100
27575 | T1 | PASADENA PERFORMANCE PRODUCTS LLC | PASADENA PERFORMANCE PRODUCTS | 601 N SOUTH ST | PASADENA | TX | 77503 | HARRIS | CN605397520 | RN101997104 | Cathodic protection on Tanks TK1, TK2, TK3, and TK4 containing alkylate. | The following property is used 100% for pollution control to meet or exceed federal or state regulations: Cathodic protection on Tanks TK1, TK2, TK3, and TK4 containing alkylate. | 2025-05-05 | 603376 | 100
27576 | T1 | CANES MIDSTREAM G&P LLC | UPTON COUNTY CANES MIDSTREAM PIPELINE | CANES MIDSTREAM PIPELINE LOCATED IN UPTON COUNTY | Upton County | TX | 79755 | UPTON | CN604204479 | RN111640470 | Nondestructive pipeline testing expenditures – Radiography. | The following property is used 100% for pollution control to meet or exceed federal or state regulations: Nondestructive pipeline testing expenditures – Radiography. | 2025-04-17 | 16000 | 100
27577 | T1 | CANES MIDSTREAM G&P LLC | UPTON COUNTY CANES MIDSTREAM PIPELINE | CANES MIDSTREAM PIPELINE LOCATED IN UPTON COUNTY | Upton County | TX | 79755 | UPTON | CN604204479 | RN111640470 | One automatic shut off valve (block valve equipped with an actuator to close the valve) installed along the pipeline. | The following property is used 100% for pollution control to meet or exceed federal or state regulations: One automatic shut off valve (block valve equipped with an actuator to close the valve) installed along the pipeline. | 2025-04-21 | 2200 | 100
27578 | T1 | CANES MIDSTREAM G&P LLC | UPTON COUNTY CANES MIDSTREAM PIPELINE | CANES MIDSTREAM PIPELINE LOCATED IN UPTON COUNTY | Upton County | TX | 79755 | UPTON | CN604204479 | RN111640470 | Sedimentation and erosion controls consisting of slope breakers, silt fences, sedimentation barriers, staked hay or straw bales, matting, and diking. | The following property is used 100% for pollution control to meet or exceed federal or state regulations: Sedimentation and erosion controls consisting of slope breakers, silt fences, sedimentation barriers, staked hay or straw bales, matting, and diking. | 2025-04-17 | 20000 | 100
27579 | T1 | CANES MIDSTREAM G&P LLC | REAGAN COUNTY CANES MIDSTREAM PIPELINE | CANES MIDSTREAM PIPELINE LOCATED IN REAGAN COUNTY | Reagan County | TX | 76932 | REAGAN | CN604204479 | RN111640447 | Nondestructive pipeline testing expenditures – Radiography. | The following property is used 100% for pollution control to meet or exceed federal or state regulations: Nondestructive pipeline testing expenditures – Radiography. | 2025-04-17 | 1070160 | 100
27580 | T1 | CANES MIDSTREAM G&P LLC | REAGAN COUNTY CANES MIDSTREAM PIPELINE | CANES MIDSTREAM PIPELINE LOCATED IN REAGAN COUNTY | Reagan County | TX | 76932 | REAGAN | CN604204479 | RN111640447 | Two automatic shut off valves (block valves equipped with an actuator to close the valve) installed along the pipeline. | The following property is used 100% for pollution control to meet or exceed federal or state regulations: Two automatic shut off valves (block valves equipped with an actuator to close the valve) installed along the pipeline. | 2025-04-21 | 147147 | 100
27581 | T1 | CANES MIDSTREAM G&P LLC | REAGAN COUNTY CANES MIDSTREAM PIPELINE | CANES MIDSTREAM PIPELINE LOCATED IN REAGAN COUNTY | Reagan County | TX | 76932 | REAGAN | CN604204479 | RN111640447 | Pipeline coatings and cathodic protection on the Canes Midstream Pipeline. | The following property is used 100% for pollution control to meet or exceed federal or state regulations: Pipeline coatings and cathodic protection on the Canes Midstream Pipeline. | 2025-04-17 | 68112 | 100
27582 | T1 | CANES MIDSTREAM G&P LLC | CROCKETT COUNTY CANES MIDSTREAM PIPELINE | CANES MIDSTREAM PIPELINE LOCATED IN CROCKETT COUNTY | Crockett County | TX | 76943 | CROCKETT | CN604204479 | RN111640389 | Pipeline coatings and cathodic protection on the Canes Midstream Pipeline. | The following property is used 100% for pollution control to meet or exceed federal or state regulations: Pipeline coatings and cathodic protection on the Canes Midstream Pipeline. | 2025-04-17 | 154448 | 100
27583 | T1 | CANES MIDSTREAM G&P LLC | REAGAN COUNTY CANES MIDSTREAM PIPELINE | CANES MIDSTREAM PIPELINE LOCATED IN REAGAN COUNTY | Reagan County | TX | 76932 | REAGAN | CN604204479 | RN111640447 | Sedimentation and erosion controls consisting of slope breakers, silt fences, sedimentation barriers, staked hay or straw bales, matting, and diking. | The following property is used 100% for pollution control to meet or exceed federal or state regulations: Sedimentation and erosion controls consisting of slope breakers, silt fences, sedimentation barriers, staked hay or straw bales, matting, and diking. | 2025-04-17 | 1337700 | 100
27584 | T1 | CANES MIDSTREAM G&P LLC | IRION COUNTY CANES MIDSTREAM PIPELINE | CANES MIDSTREAM PIPELINE LOCATED IN IRION COUNTY | Irion County | TX | 76930 | IRION | CN604204479 | RN111640405 | Nondestructive pipeline testing expenditures – Radiography. | The following property is used 100% for pollution control to meet or exceed federal or state regulations: Nondestructive pipeline testing expenditures – Radiography. | 2025-04-17 | 161200 | 100
27585 | T1 | CANES MIDSTREAM G&P LLC | IRION COUNTY CANES MIDSTREAM PIPELINE | CANES MIDSTREAM PIPELINE LOCATED IN IRION COUNTY | Irion County | TX | 76930 | IRION | CN604204479 | RN111640405 | One automatic shut off valve (block valve equipped with an actuator to close the valve) installed along the pipeline. | The following property is used 100% for pollution control to meet or exceed federal or state regulations: One automatic shut off valve (block valve equipped with an actuator to close the valve) installed along the pipeline. | 2025-04-21 | 22165 | 100
27586 | T1 | CANES MIDSTREAM G&P LLC | IRION COUNTY CANES MIDSTREAM PIPELINE | CANES MIDSTREAM PIPELINE LOCATED IN IRION COUNTY | Irion County | TX | 76930 | IRION | CN604204479 | RN111640405 | Pipeline coatings and cathodic protection on the Canes Midstream Pipeline. | The following property is used 100% for pollution control to meet or exceed federal or state regulations: Pipeline coatings and cathodic protection on the Canes Midstream Pipeline. | 2025-04-17 | 18896 | 100
27587 | T1 | CANES MIDSTREAM G&P LLC | IRION COUNTY CANES MIDSTREAM PIPELINE | CANES MIDSTREAM PIPELINE LOCATED IN IRION COUNTY | Irion County | TX | 76930 | IRION | CN604204479 | RN111640405 | Sedimentation and erosion controls consisting of slope breakers, silt fences, sedimentation barriers, staked hay or straw bales, matting, and diking. | The following property is used 100% for pollution control to meet or exceed federal or state regulations: Sedimentation and erosion controls consisting of slope breakers, silt fences, sedimentation barriers, staked hay or straw bales, matting, and diking. | 2025-04-17 | 201500 | 100
27588 | T1 | CANES MIDSTREAM G&P LLC | CROCKETT COUNTY CANES MIDSTREAM PIPELINE | CANES MIDSTREAM PIPELINE LOCATED IN CROCKETT COUNTY | Crockett County | TX | 76943 | CROCKETT | CN604204479 | RN111640389 | Nondestructive pipeline testing expenditures – Radiography. | The following property is used 100% for pollution control to meet or exceed federal or state regulations: Nondestructive pipeline testing expenditures – Radiography. | 2025-04-17 | 772240 | 100
27589 | T1 | CANES MIDSTREAM G&P LLC | CROCKETT COUNTY CANES MIDSTREAM PIPELINE | CANES MIDSTREAM PIPELINE LOCATED IN CROCKETT COUNTY | Crockett County | TX | 76943 | CROCKETT | CN604204479 | RN111640389 | Two automatic shut off valves (block valves equipped with an actuator to close the valve) installed along the pipeline. | The following property is used 100% for pollution control to meet or exceed federal or state regulations: Two automatic shut off valves (block valves equipped with an actuator to close the valve) installed along the pipeline. | 2025-04-21 | 106183 | 100
27590 | T1 | CANES MIDSTREAM G&P LLC | CROCKETT COUNTY CANES MIDSTREAM PIPELINE | CANES MIDSTREAM PIPELINE LOCATED IN CROCKETT COUNTY | Crockett County | TX | 76943 | CROCKETT | CN604204479 | RN111640389 | Sedimentation and erosion controls consisting of slope breakers, silt fences, sedimentation barriers, staked hay or straw bales, matting, and diking. | The following property is used 100% for pollution control to meet or exceed federal or state regulations: Sedimentation and erosion controls consisting of slope breakers, silt fences, sedimentation barriers, staked hay or straw bales, matting, and diking. | 2025-04-17 | 965300 | 100
27591 | T1 | THE SABINE MINING COMPANY | SOUTH HALLSVILLE 1 MINE RUSK AREA | Latitude = 32.359722, Longitude = -94.505 | Harrison County | TX | 75652 | HARRISON | CN600835797 | RN105917884 | One 2017 Grove GRT8100 crane, one 2010 Caterpillar D10T dozer, one 2014 Caterpillar D11T dozer, one 2018 Caterpillar D11T dozer, one 2014 Caterpillar D9T dozer, one 2014 Hitachi EX1900 excavator, one 2018 Komatsu PC2000 excavator, one 2014 NPK GH-6 hydraulic hammer, one 2011 Edwards 65 Ton hydraulic iron worker, one 2020 Caterpillar 289D loader, one 2005 Komatsu WA450-5 loader, one 2018 Caterpillar 18M3 motor grader, one 2018 Volvo SD115B Roller, one 2017 Caterpillar 627H scraper, one 2015 John Deere 648H skidder, two 2021 John Deere 6110D tractors, and one 2014 Caterpillar 785G dump truck used exclusively for reclamation. | The following property is used 100% for pollution control to meet or exceed federal or state regulations: One 2017 Grove GRT8100 crane, one 2010 Caterpillar D10T dozer, one 2014 Caterpillar D11T dozer, one 2018 Caterpillar D11T dozer, one 2014 Caterpillar D9T dozer, one 2014 Hitachi EX1900 excavator, one 2018 Komatsu PC2000 excavator, one 2014 NPK GH-6 hydraulic hammer, one 2011 Edwards 65 Ton hydraulic iron worker, one 2020 Caterpillar 289D loader, one 2005 Komatsu WA450-5 loader, one 2018 Caterpillar 18M3 motor grader, one 2018 Volvo SD115B Roller, one 2017 Caterpillar 627H scraper, one 2015 John Deere 648H skidder, two 2021 John Deere 6110D tractors, and one 2014 Caterpillar 785G dump truck used exclusively for reclamation. | 2025-04-15 | 18077009 | 100
27592 | T1 | VAQUERO PERMIAN GATHERING LLC | VAQUERO PERMIAN GATHERING WARD COUNTY PIPELINES | VAQUERO PERMIAN GATHERING, LLC PIPE SEGMENTS IN WARD COUNTY | Ward County | TX | 79772 | WARD | CN604923003 | RN112128590 | Nondestructive pipeline testing expenditures – Radiography. | The following property is used 100% for pollution control to meet or exceed federal or state regulations: Nondestructive pipeline testing expenditures – Radiography. | 2025-04-17 | 494864 | 100
27593 | T1 | VAQUERO PERMIAN GATHERING LLC | VAQUERO PERMIAN GATHERING REEVES COUNTY PIPELINES | VAQUERO PERMIAN GATHERING PIPE SEGMENTS IN REEVES COUNTY | Reeves County | TX | 79772 | REEVES | CN604923003 | RN112128608 | Nondestructive pipeline testing expenditures – Radiography. | The following property is used 100% for pollution control to meet or exceed federal or state regulations: Nondestructive pipeline testing expenditures – Radiography. | 2025-04-17 | 10507480 | 100
27594 | T1 | VAQUERO PERMIAN GATHERING LLC | VAQUERO PERMIAN GATHERING PECOS COUNTY PIPELINES | VAQUERO PERMIAN GATHERING, LLC PIPE SEGMENTS IN PECOS COUNTY | Pecos County | TX | 79730 | PECOS | CN604923003 | RN112128616 | Nondestructive pipeline testing expenditures – Radiography. | The following property is used 100% for pollution control to meet or exceed federal or state regulations: Nondestructive pipeline testing expenditures – Radiography. | 2025-04-17 | 1160400 | 100
27595 | T1 | VAQUERO PERMIAN GATHERING LLC | VAQUERO PERMIAN GATHERING LOVING COUNTY PIPELINES | VAQUERO PERMIAN GATHERING PIPE SEGMENTS IN LOVING COUNTY | Loving County | TX | 79754 | LOVING | CN604923003 | RN112128624 | Nondestructive pipeline testing expenditures – Radiography. | The following property is used 100% for pollution control to meet or exceed federal or state regulations: Nondestructive pipeline testing expenditures – Radiography. | 2025-04-17 | 976736 | 100
27596 | T1 | VAQUERO PERMIAN GATHERING LLC | VAQUERO PERMIAN GATHERING WARD COUNTY PIPELINES | VAQUERO PERMIAN GATHERING, LLC PIPE SEGMENTS IN WARD COUNTY | Ward County | TX | 79772 | WARD | CN604923003 | RN112128590 | One automatic shut off valve (sectionalized block valve) installed along the pipeline. | The following property is used 100% for pollution control to meet or exceed federal or state regulations: One automatic shut off valve (sectionalized block valve) installed along the pipeline. | 2025-04-18 | 68044 | 100
27597 | T1 | VAQUERO PERMIAN GATHERING LLC | VAQUERO PERMIAN GATHERING REEVES COUNTY PIPELINES | VAQUERO PERMIAN GATHERING PIPE SEGMENTS IN REEVES COUNTY | Reeves County | TX | 79772 | REEVES | CN604923003 | RN112128608 | Nine automatic shut off valves (sectionalized block valves) installed along the pipeline. | The following property is used 100% for pollution control to meet or exceed federal or state regulations: Nine automatic shut off valves (sectionalized block valves) installed along the pipeline. | 2025-04-18 | 1444779 | 100
27598 | T1 | VAQUERO PERMIAN GATHERING LLC | VAQUERO PERMIAN GATHERING PECOS COUNTY PIPELINES | VAQUERO PERMIAN GATHERING, LLC PIPE SEGMENTS IN PECOS COUNTY | Pecos County | TX | 79730 | PECOS | CN604923003 | RN112128616 | One automatic shut off valve (sectionalized block valve) installed along the pipeline. | The following property is used 100% for pollution control to meet or exceed federal or state regulations: One automatic shut off valve (sectionalized block valve) installed along the pipeline. | 2025-04-18 | 159555 | 100
27599 | T1 | VAQUERO PERMIAN GATHERING LLC | VAQUERO PERMIAN GATHERING LOVING COUNTY PIPELINES | VAQUERO PERMIAN GATHERING PIPE SEGMENTS IN LOVING COUNTY | Loving County | TX | 79754 | LOVING | CN604923003 | RN112128624 | Two automatic shut off valves (sectionalized block valves) installed along the pipeline. | The following property is used 100% for pollution control to meet or exceed federal or state regulations: Two automatic shut off valves (sectionalized block valves) installed along the pipeline. | 2025-04-18 | 134301 | 100
27600 | T1 | VAQUERO PERMIAN GATHERING LLC | VAQUERO PERMIAN GATHERING WARD COUNTY PIPELINES | VAQUERO PERMIAN GATHERING, LLC PIPE SEGMENTS IN WARD COUNTY | Ward County | TX | 79772 | WARD | CN604923003 | RN112128590 | Pipeline coatings and cathodic protection on the Vaquero Permian Gathering pipeline. | The following property is used 100% for pollution control to meet or exceed federal or state regulations: Pipeline coatings and cathodic protection on the Vaquero Permian Gathering pipeline. | 2025-04-17 | 98973 | 100
27601 | T1 | VAQUERO PERMIAN GATHERING LLC | VAQUERO PERMIAN GATHERING REEVES COUNTY PIPELINES | VAQUERO PERMIAN GATHERING PIPE SEGMENTS IN REEVES COUNTY | Reeves County | TX | 79772 | REEVES | CN604923003 | RN112128608 | Pipeline coatings and cathodic protection on the Vaquero Permian Gathering pipeline. | The following property is used 100% for pollution control to meet or exceed federal or state regulations: Pipeline coatings and cathodic protection on the Vaquero Permian Gathering pipeline. | 2025-04-17 | 2101496 | 100
27602 | T1 | VAQUERO PERMIAN GATHERING LLC | VAQUERO PERMIAN GATHERING PECOS COUNTY PIPELINES | VAQUERO PERMIAN GATHERING, LLC PIPE SEGMENTS IN PECOS COUNTY | Pecos County | TX | 79730 | PECOS | CN604923003 | RN112128616 | Pipeline coatings and cathodic protection on the Vaquero Permian Gathering pipeline. | The following property is used 100% for pollution control to meet or exceed federal or state regulations: Pipeline coatings and cathodic protection on the Vaquero Permian Gathering pipeline. | 2025-04-17 | 232080 | 100
27603 | T1 | VAQUERO PERMIAN GATHERING LLC | VAQUERO PERMIAN GATHERING LOVING COUNTY PIPELINES | VAQUERO PERMIAN GATHERING PIPE SEGMENTS IN LOVING COUNTY | Loving County | TX | 79754 | LOVING | CN604923003 | RN112128624 | Pipeline coatings and cathodic protection on the Vaquero Permian Gathering pipeline. | The following property is used 100% for pollution control to meet or exceed federal or state regulations: Pipeline coatings and cathodic protection on the Vaquero Permian Gathering pipeline. | 2025-04-17 | 195347 | 100
27604 | T1 | MARTIN MARIETTA TEXAS READY-MIX LLC | MM - WEBB RD READY MIX | 1522 MANSFIELD WEBB RD | ARLINGTON | TX | 76002 | TARRANT | CN606115699 | RN102707833 | Dust Collector | NOD response not received | 2025-07-18 | 81372 | 100
27605 | T1 | MARTIN MARIETTA TEXAS READY-MIX LLC | SANGER CBP FACILITY | 12241 INTERSTATE 35 N | SANGER | TX | 76266 | DENTON | CN606115699 | RN110376738 | 161,109 square feet of concrete pavement. | The following property is used 100% for pollution control to meet or exceed federal or state regulations: 161,109 square feet of concrete pavement. | 2025-06-13 | 1184151 | 100
27606 | T1 | MARTIN MARIETTA TEXAS READY-MIX LLC | MT PLEASANT 269 | 920 E 14TH ST | MT PLEASANT | TX | 75455 | TITUS | CN606115699 | RN101750586 | C and W RA-140 dust collector. | The following property is used 100% for pollution control to meet or exceed federal or state regulations: C and W RA-140 dust collector. | 2025-06-13 | 75693 | 100
27607 | T1 | MARTIN MARIETTA TEXAS READY-MIX LLC | TXI LONGVIEW 2 READY MIX | 407 CHEROKEE ST | LONGVIEW | TX | 75604 | GREGG | CN606115699 | RN106657760 | Dust Collector | NOD response not received | 2025-07-18 | 57589 | 100
27608 | T1 | MARTIN MARIETTA TEXAS READY-MIX LLC | TXI ATHENS READY MIX | HWY 175 NW AT 0.4 MI N OF HWY 31 | Henderson County | TX | 75751 | HENDERSON | CN606115699 | RN102312758 | RA-140 CW 480V dust collector. | The following property is used 100% for pollution control to meet or exceed federal or state regulations: RA-140 CW 480V dust collector. | 2025-06-13 | 61347 | 100
27609 | T1 | WWM OPERATING LLC | MATTERHORN EXPRESS PIPELINE- WILLIAMSON COUNTY | MATTERHORN EXPRESS PIPELINE- WILLIAMSON COUNTY PIPELINE SEGEMENTS | Williamson County | TX | 78626 | WILLIAMSON | CN605764406 | RN112126156 | Nondestructive pipeline testing expenditures – Radiography. | The following property is used 100% for pollution control to meet or exceed federal or state regulations: Nondestructive pipeline testing expenditures – Radiography. | 2025-04-22 | 11262434 | 100
27610 | T1 | WWM OPERATING LLC | MATTERHORN EXPRESS PIPELINE- WILLIAMSON COUNTY | MATTERHORN EXPRESS PIPELINE- WILLIAMSON COUNTY PIPELINE SEGEMENTS | Williamson County | TX | 78626 | WILLIAMSON | CN605764406 | RN112126156 | Four automatic shut off valves (block valves equipped with an actuator to close the valve) installed along the pipeline. | The following property is used 100% for pollution control to meet or exceed federal or state regulations: Four automatic shut off valves (block valves equipped with an actuator to close the valve) installed along the pipeline. | 2025-04-22 | 1548585 | 100
27611 | T1 | WWM OPERATING LLC | MATTERHORN EXPRESS PIPELINE- WHARTON COUNTY | MATTERHORN EXPRESS PIPELINE- WHARTON COUNTY PIPELINE SEGMENTS | Wharton County | TX | 77488 | WHARTON | CN605764406 | RN112126164 | Nondestructive pipeline testing expenditures – Radiography. | The following property is used 100% for pollution control to meet or exceed federal or state regulations: Nondestructive pipeline testing expenditures – Radiography. | 2025-04-22 | 3358727 | 100
27612 | T1 | WWM OPERATING LLC | MATTERHORN EXPRESS PIPELINE- WHARTON COUNTY | MATTERHORN EXPRESS PIPELINE- WHARTON COUNTY PIPELINE SEGMENTS | Wharton County | TX | 77488 | WHARTON | CN605764406 | RN112126164 | One automatic shut off valve (block valve equipped with an actuator to close the valve) installed along the pipeline. | The following property is used 100% for pollution control to meet or exceed federal or state regulations: One automatic shut off valve (block valve equipped with an actuator to close the valve) installed along the pipeline. | 2025-04-22 | 461825 | 100
27613 | T1 | WWM OPERATING LLC | MATTERHORN EXPRESS PIPELINE- WASHINGTON COUNTY | MATTERHORN EXPRESS PIPELINE- WASHINGTON COUNTY PIPELINE SEGEMENTS | Washington County | TX | 77835 | WASHINGTON | CN605764406 | RN112126172 | Nondestructive pipeline testing expenditures – Radiography. | The following property is used 100% for pollution control to meet or exceed federal or state regulations: Nondestructive pipeline testing expenditures – Radiography. | 2025-04-22 | 4132417 | 100
27614 | T1 | WWM OPERATING LLC | MATTERHORN EXPRESS PIPELINE- WASHINGTON COUNTY | MATTERHORN EXPRESS PIPELINE- WASHINGTON COUNTY PIPELINE SEGEMENTS | Washington County | TX | 77835 | WASHINGTON | CN605764406 | RN112126172 | One automatic shut off valve (block valve equipped with an actuator to close the valve) installed along the pipeline. | The following property is used 100% for pollution control to meet or exceed federal or state regulations: One automatic shut off valve (block valve equipped with an actuator to close the valve) installed along the pipeline. | 2025-04-22 | 568207 | 100
27615 | T1 | WWM OPERATING LLC | MATTERHORN EXPRESS PIPELINE- WALLER COUNTY | MATTERHORN EXPRESS PIPELINE- WALLER COUNTY PIPELINE SEGMENTS | Waller County | TX | 77423 | WALLER | CN605764406 | RN112126180 | Nondestructive pipeline testing expenditures – Radiography. | The following property is used 100% for pollution control to meet or exceed federal or state regulations: Nondestructive pipeline testing expenditures – Radiography. | 2025-04-22 | 1400596 | 100
27616 | T1 | WWM OPERATING LLC | MATTERHORN EXPRESS PIPELINE- WALLER COUNTY | MATTERHORN EXPRESS PIPELINE- WALLER COUNTY PIPELINE SEGMENTS | Waller County | TX | 77423 | WALLER | CN605764406 | RN112126180 | One automatic shut off valve (block valve equipped with an actuator to close the valve) installed along the pipeline. | The following property is used 100% for pollution control to meet or exceed federal or state regulations: One automatic shut off valve (block valve equipped with an actuator to close the valve) installed along the pipeline. | 2025-04-22 | 192582 | 100
27617 | T1 | WWM OPERATING LLC | MATTERHORN EXPRESS PIPELINE- UPTON COUNTY | MATTERHORN EXPRESS PIPELINE- UPTON COUNTY PIPELINE SEGMENTS | Upton County | TX | 79778 | UPTON | CN605764406 | RN112126198 | Nondestructive pipeline testing expenditures – Radiography. | The following property is used 100% for pollution control to meet or exceed federal or state regulations: Nondestructive pipeline testing expenditures – Radiography. | 2025-04-22 | 9249237 | 100
27618 | T1 | WWM OPERATING LLC | MATTERHORN EXPRESS PIPELINE- UPTON COUNTY | MATTERHORN EXPRESS PIPELINE- UPTON COUNTY PIPELINE SEGMENTS | Upton County | TX | 79778 | UPTON | CN605764406 | RN112126198 | Four automatic shut off valves (block valves equipped with an actuator to close the valve) installed along the pipeline. | The following property is used 100% for pollution control to meet or exceed federal or state regulations: Four automatic shut off valves (block valves equipped with an actuator to close the valve) installed along the pipeline. | 2025-04-22 | 1271770 | 100
27619 | T1 | WWM OPERATING LLC | MATTERHORN EXPRESS PIPELINE- TOM GREEN COUNTY | MATTERHORN EXPRESS PIPELINE- TOM GREEN COUNTY PIPELINE SEGMENTS | Tom Green County | TX | 76901 | TOM GREEN | CN605764406 | RN112126206 | Nondestructive pipeline testing expenditures – Radiography. | The following property is used 100% for pollution control to meet or exceed federal or state regulations: Nondestructive pipeline testing expenditures – Radiography. | 2025-04-22 | 7469976 | 100
27620 | T1 | WWM OPERATING LLC | MATTERHORN EXPRESS PIPELINE- TOM GREEN COUNTY | MATTERHORN EXPRESS PIPELINE- TOM GREEN COUNTY PIPELINE SEGMENTS | Tom Green County | TX | 76901 | TOM GREEN | CN605764406 | RN112126206 | Three automatic shut off valves (block valves equipped with an actuator to close the valve) installed along the pipeline. | The following property is used 100% for pollution control to meet or exceed federal or state regulations: Three automatic shut off valves (block valves equipped with an actuator to close the valve) installed along the pipeline. | 2025-04-22 | 1027122 | 100
27621 | T1 | WWM OPERATING LLC | MATTERHORN EXPRESS PIPELINE- SAN SABA COUNTY | MATTERHORN EXPRESS PIPELINE- SAN SABA COUNTY PIPELINE SEGMENTS | San Saba County | TX | 76877 | SAN SABA | CN605764406 | RN112126214 | Nondestructive pipeline testing expenditures – Radiography. | The following property is used 100% for pollution control to meet or exceed federal or state regulations: Nondestructive pipeline testing expenditures – Radiography. | 2025-04-22 | 6947338 | 100
27622 | T1 | WWM OPERATING LLC | MATTERHORN EXPRESS PIPELINE- REAGAN COUNTY | MATTERHORN EXPRESS PIPELINE- REAGAN COUNTY PIPELINE SEGMENTS | Reagan County | TX | 76932 | REAGAN | CN605764406 | RN112126222 | Nondestructive pipeline testing expenditures – Radiography. | The following property is used 100% for pollution control to meet or exceed federal or state regulations: Nondestructive pipeline testing expenditures – Radiography. | 2025-04-22 | 9545861 | 100
27623 | T1 | WWM OPERATING LLC | MATTERHORN EXPRESS PIPELINE- SAN SABA COUNTY | MATTERHORN EXPRESS PIPELINE- SAN SABA COUNTY PIPELINE SEGMENTS | San Saba County | TX | 76877 | SAN SABA | CN605764406 | RN112126214 | Three automatic shut off valves (block valves equipped with an actuator to close the valve) installed along the pipeline. | The following property is used 100% for pollution control to meet or exceed federal or state regulations: Three automatic shut off valves (block valves equipped with an actuator to close the valve) installed along the pipeline. | 2025-04-22 | 955259 | 100
27624 | T1 | WWM OPERATING LLC | MATTERHORN EXPRESS PIPELINE- REAGAN COUNTY | MATTERHORN EXPRESS PIPELINE- REAGAN COUNTY PIPELINE SEGMENTS | Reagan County | TX | 76932 | REAGAN | CN605764406 | RN112126222 | Four automatic shut off valves (block valves equipped with an actuator to close the valve) installed along the pipeline. | The following property is used 100% for pollution control to meet or exceed federal or state regulations: Four automatic shut off valves (block valves equipped with an actuator to close the valve) installed along the pipeline. | 2025-04-22 | 1312556 | 100
27625 | T1 | WWM OPERATING LLC | MATTERHORN EXPRESS PIPELINE- PECOS COUNTY | MATTERHORN EXPRESS PIPELINE- PECOS COUNTY | Pecos County | TX | 79735 | PECOS | CN605764406 | RN112126230 | Nondestructive pipeline testing expenditures – Radiography. | The following property is used 100% for pollution control to meet or exceed federal or state regulations: Nondestructive pipeline testing expenditures – Radiography. | 2025-04-22 | 7735694 | 100
27626 | T1 | WWM OPERATING LLC | MATTERHORN EXPRESS PIPELINE- PECOS COUNTY | MATTERHORN EXPRESS PIPELINE- PECOS COUNTY | Pecos County | TX | 79735 | PECOS | CN605764406 | RN112126230 | Four automatic shut off valves (block valves equipped with an actuator to close the valve) installed along the pipeline. | The following property is used 100% for pollution control to meet or exceed federal or state regulations: Four automatic shut off valves (block valves equipped with an actuator to close the valve) installed along the pipeline. | 2025-04-22 | 1063658 | 100
27627 | T1 | WWM OPERATING LLC | MATTERHORN EXPRESS PIPELINE- MIDLAND COUNTY | MATTERHORN EXPRESS PIPELINE- MIDLAND COUNTY PIPELINE SEGMENTS | Midland County | TX | 79701 | MIDLAND | CN605764406 | RN112126248 | Nondestructive pipeline testing expenditures – Radiography. | The following property is used 100% for pollution control to meet or exceed federal or state regulations: Nondestructive pipeline testing expenditures – Radiography. | 2025-04-22 | 5977138 | 100
27628 | T1 | WWM OPERATING LLC | MATTERHORN EXPRESS PIPELINE- MIDLAND COUNTY | MATTERHORN EXPRESS PIPELINE- MIDLAND COUNTY PIPELINE SEGMENTS | Midland County | TX | 79701 | MIDLAND | CN605764406 | RN112126248 | Three automatic shut off valves (block valves equipped with an actuator to close the valve) installed along the pipeline. | The following property is used 100% for pollution control to meet or exceed federal or state regulations: Three automatic shut off valves (block valves equipped with an actuator to close the valve) installed along the pipeline. | 2025-04-22 | 821856 | 100
27629 | T1 | KINETIK HOLDINGS LP | PENNTEX PERMIAN REEVES COUNTY PIPELINES | PENNTEX PERMIAN PIPE SEGMENTS IN REEVES COUNTY | Reeves County | TX | 79772 | REEVES | CN606346856 | RN112128418 | Nondestructive pipeline testing expenditures – Radiography. | The following property is used 100% for pollution control to meet or exceed federal or state regulations: Nondestructive pipeline testing expenditures – Radiography. | 2025-03-31 | 5009248 | 100
27630 | T1 | EAGLECLAW MIDSTREAM VENTURES LLC | EAGLECLAW MIDSTREAM WARD COUNTY PIPELINE | EAGLECLAW MIDSTREAM WARD COUNTY PIPELINE | Ward County | TX | 79756 | WARD | CN604921882 | RN111891826 | Nondestructive pipeline testing expenditures – Radiography. | The following property is used 100% for pollution control to meet or exceed federal or state regulations: Nondestructive pipeline testing expenditures – Radiography. | 2025-03-20 | 154832 | 100
27631 | T1 | EAGLECLAW MIDSTREAM VENTURES LLC | EAGLECLAW MIDSTREAM REEVES COUNTY PIPELINE | EAGLECLAW MIDSTREAM REEVES COUNTY PIPELINE | Reeves County | TX | 79735 | REEVES | CN604921882 | RN111891834 | Nondestructive pipeline testing expenditures – Radiography. | The following property is used 100% for pollution control to meet or exceed federal or state regulations: Nondestructive pipeline testing expenditures – Radiography. | 2025-03-20 | 7126248 | 100
27632 | T1 | EAGLECLAW MIDSTREAM VENTURES LLC | EAGLECLAW MIDSTREAM LOVING COUNTY PIPELINE | EAGLECLAW MIDSTREAM LOVING COUNTY PIPELINE | Loving County | TX | 76460 | LOVING | CN604921882 | RN111891842 | Nondestructive pipeline testing expenditures – Radiography. | The following property is used 100% for pollution control to meet or exceed federal or state regulations: Nondestructive pipeline testing expenditures – Radiography. | 2025-03-20 | 2090640 | 100
27633 | T1 | KINETIK HOLDINGS LP | DEW POINT MIDSTREAM REEVES COUNTY PIPELINES | DEW POINT MIDSTREAM PIPE SEGMENTS IN REEVES COUNTY | Reeves County | TX | 79772 | REEVES | CN606346856 | RN112128384 | Nondestructive pipeline testing expenditures – Radiography. | The following property is used 100% for pollution control to meet or exceed federal or state regulations: Nondestructive pipeline testing expenditures – Radiography. | 2025-03-27 | 2912928 | 100
27634 | T1 | WWM OPERATING LLC | MATTERHORN EXPRESS PIPELINE- MCCULLOCH COUNTY | MATTERHORN EXPRESS PIPELINE- MCCULLOCH COUNTY PIPELINE SEGMENTS | Mcculloch County | TX | 76825 | MCCULLOCH | CN605764406 | RN112126255 | Nondestructive pipeline testing expenditures – Radiography. | The following property is used 100% for pollution control to meet or exceed federal or state regulations: Nondestructive pipeline testing expenditures – Radiography. | 2025-04-22 | 7546180 | 100
27635 | T1 | KINETIK HOLDINGS LP | DEW POINT MIDSTREAM PECOS COUNTY PIPELINE | DEW POINT MIDSTREAM PIPE SEGMENT IN PECOS COUNTY | Pecos County | TX | 79735 | PECOS | CN606346856 | RN112128392 | Nondestructive pipeline testing expenditures – Radiography. | The following property is used 100% for pollution control to meet or exceed federal or state regulations: Nondestructive pipeline testing expenditures – Radiography. | 2025-03-27 | 129600 | 100
27636 | T1 | WWM OPERATING LLC | MATTERHORN EXPRESS PIPELINE- MCCULLOCH COUNTY | MATTERHORN EXPRESS PIPELINE- MCCULLOCH COUNTY PIPELINE SEGMENTS | Mcculloch County | TX | 76825 | MCCULLOCH | CN605764406 | RN112126255 | Three automatic shut off valves (block valves equipped with an actuator to close the valve) installed along the pipeline. | The following property is used 100% for pollution control to meet or exceed federal or state regulations: Three automatic shut off valves (block valves equipped with an actuator to close the valve) installed along the pipeline. | 2025-04-22 | 1037600 | 100
27637 | T1 | DELAWARE LINK VENTURES LLC | DELAWARE LINK VENTURES REEVES COUNTY PIPELINES | DELAWARE LINK VENTURES PIPE SEGMENTS IN REEVES COUNTY | Reeves County | TX | 79772 | REEVES | CN606346864 | RN112128426 | Nondestructive pipeline testing expenditures – Radiography. | The following property is used 100% for pollution control to meet or exceed federal or state regulations: Nondestructive pipeline testing expenditures – Radiography. | 2025-04-18 | 4753232 | 100
27638 | T1 | WWM OPERATING LLC | MATTERHORN EXPRESS PIPELINE- MARTIN COUNTY | MATTERHORN EXPRESS PIPELINE- MARTIN COUNTY PIPELINE SEGMENTS | Martin County | TX | 79782 | MARTIN | CN605764406 | RN112126263 | Nondestructive pipeline testing expenditures – Radiography. | The following property is used 100% for pollution control to meet or exceed federal or state regulations: Nondestructive pipeline testing expenditures – Radiography. | 2025-04-22 | 2464500 | 100
27639 | T1 | KINETIK HOLDINGS LP | DELAWARE BASIN NGL WARD COUNTY PIPELINES | DELAWARE BASIN NGL PIPE SEGMENTS IN WARD COUNTY | Ward County | TX | 79772 | WARD | CN606346856 | RN112128400 | Nondestructive pipeline testing expenditures – Radiography. | The following property is used 100% for pollution control to meet or exceed federal or state regulations: Nondestructive pipeline testing expenditures – Radiography. | 2025-03-27 | 416480 | 100
27640 | T1 | WWM OPERATING LLC | MATTERHORN EXPRESS PIPELINE- MARTIN COUNTY | MATTERHORN EXPRESS PIPELINE- MARTIN COUNTY PIPELINE SEGMENTS | Martin County | TX | 79782 | MARTIN | CN605764406 | RN112126263 | One automatic shut off valve (block valve equipped with an actuator to close the valve) installed along the pipeline. | The following property is used 100% for pollution control to meet or exceed federal or state regulations: One automatic shut off valve (block valve equipped with an actuator to close the valve) installed along the pipeline. | 2025-04-22 | 338869 | 100
27641 | T1 | KINETIK HOLDINGS LP | DELAWARE BASIN NGL PECOS COUNTY PIPELINES | DELAWARE BASIN NGL LLC PIPE SEGMENT IN REEVES COUNTY | Reeves County | TX | 79772 | REEVES | CN606346856 | RN112128434 | Nondestructive pipeline testing expenditures – Radiography. | The following property is used 100% for pollution control to meet or exceed federal or state regulations: Nondestructive pipeline testing expenditures – Radiography. | 2025-03-27 | 428480 | 100
27642 | T1 | WWM OPERATING LLC | MATTERHORN EXPRESS PIPELINE- LEE COUNTY | MATTERHORN EXPRESS PIPELINE- LEE COUNTY PIPELINE SEGEMENTS | Lee County | TX | 78942 | LEE | CN605764406 | RN112126271 | Nondestructive pipeline testing expenditures – Radiography. | The following property is used 100% for pollution control to meet or exceed federal or state regulations: Nondestructive pipeline testing expenditures – Radiography. | 2025-04-22 | 7970810 | 100
27643 | T1 | CR PERMIAN PROCESSING LLC | CR FIELD SERVICES REEVES COUNTY PIPELINE | CR FIELD SERVICES REEVES COUNTY PIPELINE | Reeves County | TX | 79735 | REEVES | CN605164201 | RN111891883 | Nondestructive pipeline testing expenditures – Radiography. | The following property is used 100% for pollution control to meet or exceed federal or state regulations: Nondestructive pipeline testing expenditures – Radiography. | 2025-04-18 | 10023639 | 100
27644 | T1 | WWM OPERATING LLC | MATTERHORN EXPRESS PIPELINE- LEE COUNTY | MATTERHORN EXPRESS PIPELINE- LEE COUNTY PIPELINE SEGEMENTS | Lee County | TX | 78942 | LEE | CN605764406 | RN112126271 | Three automatic shut off valves (block valves equipped with an actuator to close the valve) installed along the pipeline. | The following property is used 100% for pollution control to meet or exceed federal or state regulations: Three automatic shut off valves (block valves equipped with an actuator to close the valve) installed along the pipeline. | 2025-04-22 | 1095986 | 100
27645 | T1 | BRANDYWINE NGL LLC | BRANDYWINE NGL REEVES COUNTY PIPELINE | BRANDYWINE NGL, LLC PIPE SEGMENT IN REEVES COUNTY | Reeves County | TX | 79718 | REEVES | CN606346872 | RN112128442 | Nondestructive pipeline testing expenditures – Radiography. | The following property is used 100% for pollution control to meet or exceed federal or state regulations: Nondestructive pipeline testing expenditures – Radiography. | 2025-04-18 | 2160000 | 100
27646 | T1 | WWM OPERATING LLC | MATTERHORN EXPRESS PIPELINE- LAMPASAS COUNTY | MATTERHORN EXPRESS PIPELINE- LAMPASAS COUNTY PIPELINE SEGMENTS | Lampasas County | TX | 76539 | LAMPASAS | CN605764406 | RN112126289 | Nondestructive pipeline testing expenditures – Radiography. | The following property is used 100% for pollution control to meet or exceed federal or state regulations: Nondestructive pipeline testing expenditures – Radiography. | 2025-04-22 | 6472963 | 100
27647 | T1 | KINETIK HOLDINGS LP | PENNTEX PERMIAN REEVES COUNTY PIPELINES | PENNTEX PERMIAN PIPE SEGMENTS IN REEVES COUNTY | Reeves County | TX | 79772 | REEVES | CN606346856 | RN112128418 | 32 automatic shut off valves (block valves equipped with an actuator to close the valve) installed along the pipeline. | The following property is used 100% for pollution control to meet or exceed federal or state regulations: 32 automatic shut off valves (block valves equipped with an actuator to close the valve) installed along the pipeline. | 2025-04-02 | 688772 | 100
27648 | T1 | WWM OPERATING LLC | MATTERHORN EXPRESS PIPELINE- LAMPASAS COUNTY | MATTERHORN EXPRESS PIPELINE- LAMPASAS COUNTY PIPELINE SEGMENTS | Lampasas County | TX | 76539 | LAMPASAS | CN605764406 | RN112126289 | Three automatic shut off valves (block valves equipped with an actuator to close the valve) installed along the pipeline. | The following property is used 100% for pollution control to meet or exceed federal or state regulations: Three automatic shut off valves (block valves equipped with an actuator to close the valve) installed along the pipeline. | 2025-04-22 | 890032 | 100
27649 | T1 | EAGLECLAW MIDSTREAM VENTURES LLC | EAGLECLAW MIDSTREAM WARD COUNTY PIPELINE | EAGLECLAW MIDSTREAM WARD COUNTY PIPELINE | Ward County | TX | 79756 | WARD | CN604921882 | RN111891826 | Two automatic shut off valves (block valves equipped with an actuator to close the valves) installed at intervals along the pipeline. | The following property is used 100% for pollution control to meet or exceed federal or state regulations: Two automatic shut off valves (block valves equipped with an actuator to close the valves) installed at intervals along the pipeline. | 2025-03-20 | 21289 | 100
27650 | T1 | WWM OPERATING LLC | MATTERHORN EXPRESS PIPELINE- IRION COUNTY | MATTERHORN EXPRESS PIPELINE- IRION COUNTY PIPELINE SEGMENTS | Irion County | TX | 76930 | IRION | CN605764406 | RN112126297 | Nondestructive pipeline testing expenditures – Radiography. | The following property is used 100% for pollution control to meet or exceed federal or state regulations: Nondestructive pipeline testing expenditures – Radiography. | 2025-04-22 | 7580261 | 100
27651 | T1 | EAGLECLAW MIDSTREAM VENTURES LLC | EAGLECLAW MIDSTREAM REEVES COUNTY PIPELINE | EAGLECLAW MIDSTREAM REEVES COUNTY PIPELINE | Reeves County | TX | 79735 | REEVES | CN604921882 | RN111891834 | Eleven automatic shut off valves (block valves equipped with an actuator to close the valves) installed at intervals along the pipeline. | The following property is used 100% for pollution control to meet or exceed federal or state regulations: Eleven automatic shut off valves (block valves equipped with an actuator to close the valves) installed at intervals along the pipeline. | 2025-03-20 | 979859 | 100
27652 | T1 | WWM OPERATING LLC | MATTERHORN EXPRESS PIPELINE- IRION COUNTY | MATTERHORN EXPRESS PIPELINE- IRION COUNTY PIPELINE SEGMENTS | Irion County | TX | 76930 | IRION | CN605764406 | RN112126297 | Three automatic shut off valves (block valves equipped with an actuator to close the valve) installed along the pipeline. | The following property is used 100% for pollution control to meet or exceed federal or state regulations: Three automatic shut off valves (block valves equipped with an actuator to close the valve) installed along the pipeline. | 2025-04-22 | 1042286 | 100
27653 | T1 | EAGLECLAW MIDSTREAM VENTURES LLC | EAGLECLAW MIDSTREAM LOVING COUNTY PIPELINE | EAGLECLAW MIDSTREAM LOVING COUNTY PIPELINE | Loving County | TX | 76460 | LOVING | CN604921882 | RN111891842 | Five automatic shut off valves (block valves equipped with an actuator to close the valves) installed at intervals along the pipeline. | The following property is used 100% for pollution control to meet or exceed federal or state regulations: Five automatic shut off valves (block valves equipped with an actuator to close the valves) installed at intervals along the pipeline. | 2025-03-20 | 287463 | 100
27654 | T1 | KINETIK HOLDINGS LP | DEW POINT MIDSTREAM REEVES COUNTY PIPELINES | DEW POINT MIDSTREAM PIPE SEGMENTS IN REEVES COUNTY | Reeves County | TX | 79772 | REEVES | CN606346856 | RN112128384 | Three automatic shut off valves (block valves equipped with an actuator to close the valve) installed along the pipeline. | The following property is used 100% for pollution control to meet or exceed federal or state regulations: Three automatic shut off valves (block valves equipped with an actuator to close the valve) installed along the pipeline. | 2025-04-03 | 400528 | 100
27655 | T1 | KINETIK HOLDINGS LP | DEW POINT MIDSTREAM PECOS COUNTY PIPELINE | DEW POINT MIDSTREAM PIPE SEGMENT IN PECOS COUNTY | Pecos County | TX | 79735 | PECOS | CN606346856 | RN112128392 | One automatic shut off valve (block valve equipped with an actuator to close the valve) installed along the pipeline. | The following property is used 100% for pollution control to meet or exceed federal or state regulations: One automatic shut off valve (block valve equipped with an actuator to close the valve) installed along the pipeline. | 2025-04-03 | 17820 | 100
27656 | T1 | DELAWARE LINK VENTURES LLC | DELAWARE LINK VENTURES REEVES COUNTY PIPELINES | DELAWARE LINK VENTURES PIPE SEGMENTS IN REEVES COUNTY | Reeves County | TX | 79772 | REEVES | CN606346864 | RN112128426 | Three automatic shut off valves (block valves equipped with an actuator to close the valves) installed at intervals along the pipeline. | The following property is used 100% for pollution control to meet or exceed federal or state regulations: Three automatic shut off valves (block valves equipped with an actuator to close the valves) installed at intervals along the pipeline. | 2025-04-21 | 653569 | 100
27657 | T1 | KINETIK HOLDINGS LP | DELAWARE BASIN NGL WARD COUNTY PIPELINES | DELAWARE BASIN NGL PIPE SEGMENTS IN WARD COUNTY | Ward County | TX | 79772 | WARD | CN606346856 | RN112128400 | Three automatic shut off valves (block valves equipped with an actuator to close the valve) installed along the pipeline. | The following property is used 100% for pollution control to meet or exceed federal or state regulations: Three automatic shut off valves (block valves equipped with an actuator to close the valve) installed along the pipeline. | 2025-04-03 | 57266 | 100
27658 | T1 | KINETIK HOLDINGS LP | DELAWARE BASIN NGL PECOS COUNTY PIPELINES | DELAWARE BASIN NGL LLC PIPE SEGMENT IN REEVES COUNTY | Reeves County | TX | 79772 | REEVES | CN606346856 | RN112128434 | One automatic shut off valve (block valve equipped with an actuator to close the valve) installed along the pipeline. | The following property is used 100% for pollution control to meet or exceed federal or state regulations: One automatic shut off valve (block valve equipped with an actuator to close the valve) installed along the pipeline. | 2025-04-03 | 58916 | 100
27659 | T1 | CR PERMIAN PROCESSING LLC | CR FIELD SERVICES REEVES COUNTY PIPELINE | CR FIELD SERVICES REEVES COUNTY PIPELINE | Reeves County | TX | 79735 | REEVES | CN605164201 | RN111891883 | Twenty automatic shut off valves (block valves equipped with an actuator to close the valves) installed at intervals along the pipeline. | The following property is used 100% for pollution control to meet or exceed federal or state regulations: Twenty automatic shut off valves (block valves equipped with an actuator to close the valves) installed at intervals along the pipeline. | 2025-04-21 | 1378250 | 100
27660 | T1 | BRANDYWINE NGL LLC | BRANDYWINE NGL REEVES COUNTY PIPELINE | BRANDYWINE NGL, LLC PIPE SEGMENT IN REEVES COUNTY | Reeves County | TX | 79718 | REEVES | CN606346872 | RN112128442 | Two automatic shut off valves (block valves equipped with an actuator to close the valves) installed at intervals along the pipeline. | The following property is used 100% for pollution control to meet or exceed federal or state regulations: | 2025-04-21 | 297000 | 100
27661 | T1 | KINETIK HOLDINGS LP | PENNTEX PERMIAN REEVES COUNTY PIPELINES | PENNTEX PERMIAN PIPE SEGMENTS IN REEVES COUNTY | Reeves County | TX | 79772 | REEVES | CN606346856 | RN112128418 | Pipeline coatings and cathodic protection on the Penntex Permian Pipeline. | The following property is used 100% for pollution control to meet or exceed federal or state regulations: Pipeline coatings and cathodic protection on the Penntex Permian Pipeline. | 2025-04-02 | 1001850 | 100
27662 | T1 | EAGLECLAW MIDSTREAM VENTURES LLC | EAGLECLAW MIDSTREAM WARD COUNTY PIPELINE | EAGLECLAW MIDSTREAM WARD COUNTY PIPELINE | Ward County | TX | 79756 | WARD | CN604921882 | RN111891826 | Pipeline coatings and cathodic protection on the Eagleclaw Midstream Pipeline. | The following property is used 100% for pollution control to meet or exceed federal or state regulations: Pipeline coatings and cathodic protection on the Eagleclaw Midstream Pipeline. | 2025-03-26 | 30966 | 100
27663 | T1 | EAGLECLAW MIDSTREAM VENTURES LLC | EAGLECLAW MIDSTREAM REEVES COUNTY PIPELINE | EAGLECLAW MIDSTREAM REEVES COUNTY PIPELINE | Reeves County | TX | 79735 | REEVES | CN604921882 | RN111891834 | Pipeline coatings and cathodic protection on the Eagleclaw Midstream Pipeline. | The following property is used 100% for pollution control to meet or exceed federal or state regulations: Pipeline coatings and cathodic protection on the Eagleclaw Midstream Pipeline. | 2025-03-26 | 1425250 | 100
27664 | T1 | EAGLECLAW MIDSTREAM VENTURES LLC | EAGLECLAW MIDSTREAM LOVING COUNTY PIPELINE | EAGLECLAW MIDSTREAM LOVING COUNTY PIPELINE | Loving County | TX | 76460 | LOVING | CN604921882 | RN111891842 | Pipeline coatings and cathodic protection on the Eagleclaw Midstream Pipeline. | The following property is used 100% for pollution control to meet or exceed federal or state regulations: Pipeline coatings and cathodic protection on the Eagleclaw Midstream Pipeline. | 2025-03-26 | 418128 | 100
27665 | T1 | KINETIK HOLDINGS LP | DEW POINT MIDSTREAM REEVES COUNTY PIPELINES | DEW POINT MIDSTREAM PIPE SEGMENTS IN REEVES COUNTY | Reeves County | TX | 79772 | REEVES | CN606346856 | RN112128384 | Pipeline coatings and cathodic protection on the Dew Point Midstream Pipeline. | The following property is used 100% for pollution control to meet or exceed federal or state regulations: Pipeline coatings and cathodic protection on the Dew Point Midstream Pipeline. | 2025-04-02 | 582586 | 100
27666 | T1 | KINETIK HOLDINGS LP | DEW POINT MIDSTREAM PECOS COUNTY PIPELINE | DEW POINT MIDSTREAM PIPE SEGMENT IN PECOS COUNTY | Pecos County | TX | 79735 | PECOS | CN606346856 | RN112128392 | Pipeline coatings and cathodic protection on the Dew Point Midstream Pipeline. | The following property is used 100% for pollution control to meet or exceed federal or state regulations: Pipeline coatings and cathodic protection on the Dew Point Midstream Pipeline. | 2025-04-02 | 25920 | 100
27667 | T1 | DELAWARE LINK VENTURES LLC | DELAWARE LINK VENTURES REEVES COUNTY PIPELINES | DELAWARE LINK VENTURES PIPE SEGMENTS IN REEVES COUNTY | Reeves County | TX | 79772 | REEVES | CN606346864 | RN112128426 | Pipeline coatings and cathodic protection on the Delaware Link Ventures Pipeline. | The following property is used 100% for pollution control to meet or exceed federal or state regulations: Pipeline coatings and cathodic protection on the Delaware Link Ventures Pipeline. | 2025-04-22 | 950646 | 100
27668 | T1 | KINETIK HOLDINGS LP | DELAWARE BASIN NGL WARD COUNTY PIPELINES | DELAWARE BASIN NGL PIPE SEGMENTS IN WARD COUNTY | Ward County | TX | 79772 | WARD | CN606346856 | RN112128400 | Pipeline coatings and cathodic protection on the Delaware Basin NGL Pipeline. | The following property is used 100% for pollution control to meet or exceed federal or state regulations: Pipeline coatings and cathodic protection on the Delaware Basin NGL Pipeline. | 2025-04-02 | 83296 | 100
27669 | T1 | KINETIK HOLDINGS LP | DELAWARE BASIN NGL PECOS COUNTY PIPELINES | DELAWARE BASIN NGL LLC PIPE SEGMENT IN REEVES COUNTY | Reeves County | TX | 79772 | REEVES | CN606346856 | RN112128434 | Pipeline coatings and cathodic protection on the Delaware Basin NGL Pipeline. | The following property is used 100% for pollution control to meet or exceed federal or state regulations: Pipeline coatings and cathodic protection on the Delaware Basin NGL Pipeline. | 2025-04-02 | 85696 | 100
27670 | T1 | CR PERMIAN PROCESSING LLC | CR FIELD SERVICES REEVES COUNTY PIPELINE | CR FIELD SERVICES REEVES COUNTY PIPELINE | Reeves County | TX | 79735 | REEVES | CN605164201 | RN111891883 | Pipeline coatings and cathodic protection on the CR Field Services Pipeline. | The following property is used 100% for pollution control to meet or exceed federal or state regulations: Pipeline coatings and cathodic protection on the CR Field Services Pipeline. | 2025-04-22 | 2004728 | 100
27671 | T1 | BRANDYWINE NGL LLC | BRANDYWINE NGL REEVES COUNTY PIPELINE | BRANDYWINE NGL, LLC PIPE SEGMENT IN REEVES COUNTY | Reeves County | TX | 79718 | REEVES | CN606346872 | RN112128442 | Pipeline coatings and cathodic protection on the Brandywine NGL Pipeline. | The following property is used 100% for pollution control to meet or exceed federal or state regulations: Pipeline coatings and cathodic protection on the Brandywine NGL Pipeline. | 2025-04-22 | 432000 | 100
27672 | T1 | WWM OPERATING LLC | MATTERHORN EXPRESS PIPELINE- CRANE COUNTY | MATTERHORN EXPRESS PIPELINE- CRANE COUNTY PIPELINE SEGMENTS | Crane County | TX | 79731 | CRANE | CN605764406 | RN112126305 | Nondestructive pipeline testing expenditures – Radiography. | The following property is used 100% for pollution control to meet or exceed federal or state regulations: Nondestructive pipeline testing expenditures – Radiography. | 2025-04-22 | 1303646 | 100
27673 | T1 | WWM OPERATING LLC | MATTERHORN EXPRESS PIPELINE- CRANE COUNTY | MATTERHORN EXPRESS PIPELINE- CRANE COUNTY PIPELINE SEGMENTS | Crane County | TX | 79731 | CRANE | CN605764406 | RN112126305 | One automatic shut off valve (block valve equipped with an actuator to close the valve) installed along the pipeline. | The following property is used 100% for pollution control to meet or exceed federal or state regulations: One automatic shut off valve (block valve equipped with an actuator to close the valve) installed along the pipeline. | 2025-04-22 | 179251 | 100
27674 | T1 | WWM OPERATING LLC | MATTERHORN EXPRESS PIPELINE- CONCHO COUNTY | MATTERHORN EXPRESS PIPELINE- CONCHO COUNTY PIPELINE SEGEMENTS | Concho County | TX | 76866 | CONCHO | CN605764406 | RN112126313 | Nondestructive pipeline testing expenditures – Radiography. | The following property is used 100% for pollution control to meet or exceed federal or state regulations: Nondestructive pipeline testing expenditures – Radiography. | 2025-04-22 | 6446503 | 100
27675 | T1 | WWM OPERATING LLC | MATTERHORN EXPRESS PIPELINE- CONCHO COUNTY | MATTERHORN EXPRESS PIPELINE- CONCHO COUNTY PIPELINE SEGEMENTS | Concho County | TX | 76866 | CONCHO | CN605764406 | RN112126313 | Three automatic shut off valves (block valves equipped with an actuator to close the valve) installed along the pipeline. | The following property is used 100% for pollution control to meet or exceed federal or state regulations: Three automatic shut off valves (block valves equipped with an actuator to close the valve) installed along the pipeline. | 2025-04-22 | 886394 | 100
27676 | T1 | WWM OPERATING LLC | MATTERHORN EXPRESS PIPELINE- BURNET COUNTY | MATTERHORN EXPRESS PIPELINE- BURNET COUNTY- PIPELINE SEGEMENTS | Burnet County | TX | 78611 | BURNET | CN605764406 | RN112126321 | Nondestructive pipeline testing expenditures – Radiography. | The following property is used 100% for pollution control to meet or exceed federal or state regulations: Nondestructive pipeline testing expenditures – Radiography. | 2025-04-22 | 6055953 | 100
27677 | T1 | WWM OPERATING LLC | MATTERHORN EXPRESS PIPELINE- BURNET COUNTY | MATTERHORN EXPRESS PIPELINE- BURNET COUNTY- PIPELINE SEGEMENTS | Burnet County | TX | 78611 | BURNET | CN605764406 | RN112126321 | Two automatic shut off valves (block valves equipped with an actuator to close the valve) installed along the pipeline. | The following property is used 100% for pollution control to meet or exceed federal or state regulations: Two automatic shut off valves (block valves equipped with an actuator to close the valve) installed along the pipeline. | 2025-04-22 | 832694 | 100
27678 | T1 | WWM OPERATING LLC | MATTERHORN EXPRESS PIPLINE - AUSTIN COUNTY | MATTEHORN EXPRESS PIPLINE - AUSTIN COUNTY PIPELINE SEGMENTS | Austin County | TX | 77474 | AUSTIN | CN605764406 | RN112126339 | Four automatic shut off valves (block valves equipped with an actuator to close the valve) installed along the pipeline. | The following property is used 100% for pollution control to meet or exceed federal or state regulations: Four automatic shut off valves (block valves equipped with an actuator to close the valve) installed along the pipeline. | 2025-04-22 | 1318868 | 100
27679 | T1 | WWM OPERATING LLC | MATTERHORN EXPRESS PIPLINE - AUSTIN COUNTY | MATTEHORN EXPRESS PIPLINE - AUSTIN COUNTY PIPELINE SEGMENTS | Austin County | TX | 77474 | AUSTIN | CN605764406 | RN112126339 | Nondestructive pipeline testing expenditures – Radiography. | The following property is used 100% for pollution control to meet or exceed federal or state regulations: Nondestructive pipeline testing expenditures – Radiography. | 2025-04-22 | 9591765 | 100
27680 | T1 | 1POINTFIVE STRATOS LLC | DAC-1 | Latitude = 31.784166, Longitude = -102.709166 | Ector County | TX | 79759 | ECTOR | CN606347292 | RN111488896 | H2S scrubber. | The following property is used 100% for pollution control to meet or exceed federal or state regulations: H2S scrubber. | 2025-03-31 | 9429062 | 100
27681 | T1 | 1POINTFIVE STRATOS LLC | DAC-1 | Latitude = 31.784166, Longitude = -102.709166 | Ector County | TX | 79759 | ECTOR | CN606347292 | RN111488896 | Dust collection system consisting of dust collectors on soda ash and lime silos and bins, dust covers on conveyors, a conventional mesh pad demister on the H2S scrubber, and baghouse installed on the calciner. | The following property is used 100% for pollution control to meet or exceed federal or state regulations: Dust collection system consisting of dust collectors on soda ash and lime silos and bins, dust covers on conveyors, a conventional mesh pad demister on the H2S scrubber, and baghouse installed on the calciner. | 2025-04-01 | 18604812 | 100
27682 | T1 | PASADENA PERFORMANCE PRODUCTS LLC | PASADENA PERFORMANCE PRODUCTS | 601 N SOUTH ST | PASADENA | TX | 77503 | HARRIS | CN605397520 | RN101997104 | Scrubber and blower package consisting of acid tank fume scrubber, KO drum, and acid fume blower. | The following property is used 100% for pollution control to meet or exceed federal or state regulations: Scrubber and blower package consisting of acid tank fume scrubber, KO drum, and acid fume blower. | 2025-05-05 | 2121280 | 100
27683 | T1 | PASADENA PERFORMANCE PRODUCTS LLC | PASADENA PERFORMANCE PRODUCTS | 601 N SOUTH ST | PASADENA | TX | 77503 | HARRIS | CN605397520 | RN101997104 | Secondary containment liner around Tanks TK1, TK2, TK3, and TK4 containing alkylate. | The following property is used 100% for pollution control to meet or exceed federal or state regulations: Secondary containment liner around Tanks TK1, TK2, TK3, and TK4 containing alkylate. | 2025-05-09 | 5300000 | 100
27684 | T1 | PASADENA PERFORMANCE PRODUCTS LLC | PASADENA PERFORMANCE PRODUCTS | 601 N SOUTH ST | PASADENA | TX | 77503 | HARRIS | CN605397520 | RN101997104 | Wastewater conveyance and treatment system consisting of neutralization basin spent, caustic hold up, sludge boxes, sludge pump skid, water degassing drum, blended cationic polymer and coagulant dosing skid, dechlorinating chemical injection skid, raw water bleach injection skid, raw water clarifier, flocculant dosing skid, and alumina treaters. | The following property is used 100% for pollution control to meet or exceed federal or state regulations: Wastewater conveyance and treatment system consisting of neutralization basin spent, caustic hold up, sludge boxes, sludge pump skid, water degassing drum, blended cationic polymer and coagulant dosing skid, dechlorinating chemical injection skid, raw water bleach injection skid, raw water clarifier, flocculant dosing skid, and alumina treaters. | 2025-07-23 | 12323650 | 100
27685 | T1 | ONEOK STERLING III PIPELINE LLC | ONEOK STERLING III PIPELINE VAN ZANDT PIPELINES | ONEOK STERLING III PIPELINE PIPE SEGMENTS LOCATED IN VAN ZANDT COUNTY | Van Zandt County | TX | 75103 | VAN ZANDT | CN604369082 | RN112130174 | Sedimentation and erosion controls consisting of slope breakers, silt fences, sedimentation barriers, staked hay or straw bales, matting, and diking. | The following property is used 100% for pollution control to meet or exceed federal or state regulations: Sedimentation and erosion controls consisting of slope breakers, silt fences, sedimentation barriers, staked hay or straw bales, matting, and diking. | 2025-04-17 | 2704800 | 100
27686 | T1 | ONEOK STERLING III PIPELINE LLC | ONEOK STERLING III PIPELINE HOUSTON COUNTY PIPELINES | ONEOK STERLING III PIPELINE PIPE SEGMENTS IN HOUSTON COUNTY | Houston County | TX | 75844 | HOUSTON | CN604369082 | RN112130182 | Sedimentation and erosion controls consisting of slope breakers, silt fences, sedimentation barriers, staked hay or straw bales, matting, and diking. | The following property is used 100% for pollution control to meet or exceed federal or state regulations: Sedimentation and erosion controls consisting of slope breakers, silt fences, sedimentation barriers, staked hay or straw bales, matting, and diking. | 2025-04-17 | 2560800 | 100
27687 | T1 | ONEOK STERLING III PIPELINE LLC | ONEOK STERLING III PIPELINE HUNT COUNTY PIPELINES | ONEOK STERLING III PIPELINE PIPE SEGMENTS LOCATED IN HUNT COUNTY | Hunt County | TX | 75135 | HUNT | CN604369082 | RN112130190 | Sedimentation and erosion controls consisting of slope breakers, silt fences, sedimentation barriers, staked hay or straw bales, matting, and diking. | The following property is used 100% for pollution control to meet or exceed federal or state regulations: Sedimentation and erosion controls consisting of slope breakers, silt fences, sedimentation barriers, staked hay or straw bales, matting, and diking. | 2025-04-17 | 2195200 | 100
27688 | T1 | RACETRAC INC | RACETRAC | 2021 S KINGS HWY | TEXARKANA | TX | 75501 | BOWIE | CN600505283 | RN111738027 | Overfill alarms; tank top sumps; automatic tank gauging; automatic line leak detectors; liquid fuel sensors installed between the double walls of tanks and pipes to monitor for leaks; the incremental difference in cost between one 20,000-gallon and four 24,000-gallon double-walled tanks and comparable single-walled tanks; the incremental difference in cost between double-walled piping and single-walled piping; and the incremental difference in cost between the concrete paving covering the underground tanks and pipes and the other paving at the facility calculated using the difference in cost per square foot. | The following property is used 100% for pollution control to meet or exceed federal or state regulations: Overfill alarms; tank top sumps; automatic tank gauging; automatic line leak detectors; liquid fuel sensors installed between the double walls of tanks and pipes to monitor for leaks; the incremental difference in cost between one 20,000-gallon and four 24,000-gallon double-walled tanks and comparable single-walled tanks; the incremental difference in cost between double-walled piping and single-walled piping; and the incremental difference in cost between the concrete paving covering the underground tanks and pipes and the other paving at the facility calculated using the difference in cost per square foot. | 2025-04-29 | 417954 | 100
27689 | T1 | RACETRAC INC | RACETRAC | 3124 ESTES PKWY | LONGVIEW | TX | 75602 | GREGG | CN600505283 | RN111893111 | Overfill alarms; tank top sumps; automatic tank gauging; automatic line leak detectors; liquid fuel sensors installed between the double walls of tanks and pipes to monitor for leaks; the incremental difference in cost between one 20,000-gallon and four 24,000-gallon double-walled tanks and comparable single-walled tanks; the incremental difference in cost between double-walled piping and single-walled piping; and the incremental difference in cost between the concrete paving covering the underground tanks and pipes and the other paving at the facility calculated using the difference in cost per square foot. | The following property is used 100% for pollution control to meet or exceed federal or state regulations: Overfill alarms; tank top sumps; automatic tank gauging; automatic line leak detectors; liquid fuel sensors installed between the double walls of tanks and pipes to monitor for leaks; the incremental difference in cost between one 20,000-gallon and four 24,000-gallon double-walled tanks and comparable single-walled tanks; the incremental difference in cost between double-walled piping and single-walled piping; and the incremental difference in cost between the concrete paving covering the underground tanks and pipes and the other paving at the facility calculated using the difference in cost per square foot. | 2025-04-29 | 417954 | 100
27690 | T1 | WWM OPERATING LLC | MATTERHORN - FLORENCE COMPRESSOR STATION | Latitude = 30.855731, Longitude = -97.878467 | Williamson County | TX | 76527 | WILLIAMSON | CN605764406 | RN111701652 | Clean burn upgrades on two Titan 250 C75 engines consisting of dry low-NOx emissions systems and catalytic converters. | The following property is used 100% for pollution control to meet or exceed federal or state regulations: Clean burn upgrades on two Titan 250 C75 engines consisting of dry low-NOx emissions systems and catalytic converters. | 2025-04-01 | 9133022 | 100
27691 | T1 | WWM OPERATING LLC | MATTERHORN - RANKIN COMPRESSOR STATION | Latitude = 31.162917, Longitude = -101.785059 | Upton County | TX | 79778 | UPTON | CN605764406 | RN111701645 | Clean burn upgrades on two Titan 250 C75 engines consisting of dry low-NOx emissions systems and catalytic converters. | The following property is used 100% for pollution control to meet or exceed federal or state regulations: Clean burn upgrades on two Titan 250 C75 engines consisting of dry low-NOx emissions systems and catalytic converters. | 2025-04-01 | 10199078 | 100
27692 | T1 | WWM OPERATING LLC | MATTERHORN - WAHA COMPRESSOR STATION | 5693 EL PASO ROAD | COYANOSA | TX | 79730 | PECOS | CN605764406 | RN111008421 | Clean burn upgrades on two Titan 250 C75 engines consisting of dry low-NOx emissions systems and catalytic converters. | The following property is used 100% for pollution control to meet or exceed federal or state regulations: Clean burn upgrades on two Titan 250 C75 engines consisting of dry low-NOx emissions systems and catalytic converters. | 2025-04-01 | 10017765 | 100
27693 | T1 | WWM OPERATING LLC | MATTERHORN - EDEN COMPRESSOR STATION | Latitude = 31.32886, Longitude = -99.953185 | Concho County | TX | 76837 | CONCHO | CN605764406 | RN111701660 | Clean burn upgrades on two Titan 250 C75 engines consisting of dry low-NOx emissions systems and catalytic converters. | The following property is used 100% for pollution control to meet or exceed federal or state regulations: Clean burn upgrades on two Titan 250 C75 engines consisting of dry low-NOx emissions systems and catalytic converters. | 2025-04-01 | 8206800 | 100
27694 | T1 | ADCC PIPELINE LLC | ADCC COMPRESSOR STATION | Latitude = 27.750087, Longitude = -97.809931 | Nueces County | TX | 78380 | NUECES | CN606170553 | RN111790291 | Clean burn upgrades on two Titan 250 C75 engines consisting of dry low-NOx emissions systems and catalytic converters. | The following property is used 100% for pollution control to meet or exceed federal or state regulations: Clean burn upgrades on two Titan 250 C75 engines consisting of dry low-NOx emissions systems and catalytic converters. | 2025-04-01 | 9713545 | 100
27695 | T1 | RACETRAC INC | RACETRAC 2511 | 5353 PANTHER CREEK PKWY | FRISCO | TX | 75033 | COLLIN | CN600505283 | RN110381027 | Overfill alarms; tank top sumps; automatic tank gauging; automatic line leak detectors; liquid fuel sensors installed between the double walls of tanks and pipes to monitor for leaks; the incremental difference in cost between three 20,000-gallon double-walled tanks and comparable single-walled tanks; the incremental difference in cost between double-walled piping and single-walled piping; and the incremental difference in cost between the concrete paving covering the underground tanks and pipes and the other paving at the facility calculated using the difference in cost per square foot. | The following property is used 100% for pollution control to meet or exceed federal or state regulations: Overfill alarms; tank top sumps; automatic tank gauging; automatic line leak detectors; liquid fuel sensors installed between the double walls of tanks and pipes to monitor for leaks; the incremental difference in cost between three 20,000-gallon double-walled tanks and comparable single-walled tanks; the incremental difference in cost between double-walled piping and single-walled piping; and the incremental difference in cost between the concrete paving covering the underground tanks and pipes and the other paving at the facility calculated using the difference in cost per square foot. | 2025-04-29 | 273473 | 100
27696 | T1 | RACETRAC INC | RACETRAC 2515 | 121 N SAGINAW BLVD | SAGINAW | TX | 76179 | TARRANT | CN600505283 | RN110521523 | Overfill alarms; tank top sumps; automatic tank gauging; automatic line leak detectors; liquid fuel sensors installed between the double walls of tanks and pipes to monitor for leaks; the incremental difference in cost between three 20,000-gallon double-walled tanks and comparable single-walled tanks; the incremental difference in cost between double-walled piping and single-walled piping; and the incremental difference in cost between the concrete paving covering the underground tanks and pipes and the other paving at the facility calculated using the difference in cost per square foot. | The following property is used 100% for pollution control to meet or exceed federal or state regulations: Overfill alarms; tank top sumps; automatic tank gauging; automatic line leak detectors; liquid fuel sensors installed between the double walls of tanks and pipes to monitor for leaks; the incremental difference in cost between three 20,000-gallon double-walled tanks and comparable single-walled tanks; the incremental difference in cost between double-walled piping and single-walled piping; and the incremental difference in cost between the concrete paving covering the underground tanks and pipes and the other paving at the facility calculated using the difference in cost per square foot. | 2025-04-29 | 273473 | 100
27697 | T1 | RACETRAC INC | RACETRAC 2505 | 801 E PARK BLVD | PLANO | TX | 75074 | COLLIN | CN600505283 | RN110494416 | Overfill alarms; tank top sumps; automatic tank gauging; automatic line leak detectors; liquid fuel sensors installed between the double walls of tanks and pipes to monitor for leaks; the incremental difference in cost between three 20,000-gallon double-walled tanks and comparable single-walled tanks; the incremental difference in cost between double-walled piping and single-walled piping; and the incremental difference in cost between the concrete paving covering the underground tanks and pipes and the other paving at the facility calculated using the difference in cost per square foot. | The following property is used 100% for pollution control to meet or exceed federal or state regulations: Overfill alarms; tank top sumps; automatic tank gauging; automatic line leak detectors; liquid fuel sensors installed between the double walls of tanks and pipes to monitor for leaks; the incremental difference in cost between three 20,000-gallon double-walled tanks and comparable single-walled tanks; the incremental difference in cost between double-walled piping and single-walled piping; and the incremental difference in cost between the concrete paving covering the underground tanks and pipes and the other paving at the facility calculated using the difference in cost per square foot. | 2025-04-29 | 273473 | 100
27698 | T1 | RACETRAC INC | RACETRAC 2501 | 7001 BOAT CLUB RD | FORT WORTH | TX | 76179 | TARRANT | CN600505283 | RN110146925 | Overfill alarms; tank top sumps; automatic tank gauging; automatic line leak detectors; liquid fuel sensors installed between the double walls of tanks and pipes to monitor for leaks; the incremental difference in cost between three 20,000-gallon double-walled tanks and comparable single-walled tanks; the incremental difference in cost between double-walled piping and single-walled piping; and the incremental difference in cost between the concrete paving covering the underground tanks and pipes and the other paving at the facility calculated using the difference in cost per square foot. | The following property is used 100% for pollution control to meet or exceed federal or state regulations: Overfill alarms; tank top sumps; automatic tank gauging; automatic line leak detectors; liquid fuel sensors installed between the double walls of tanks and pipes to monitor for leaks; the incremental difference in cost between three 20,000-gallon double-walled tanks and comparable single-walled tanks; the incremental difference in cost between double-walled piping and single-walled piping; and the incremental difference in cost between the concrete paving covering the underground tanks and pipes and the other paving at the facility calculated using the difference in cost per square foot. | 2025-04-29 | 273473 | 100
27699 | T1 | MARTIN MARIETTA MATERIALS SOUTHWEST LLC | BECKMANN QUARRY | 18495 NW MILITARY HWY | SAN ANTONIO | TX | 78257 | BEXAR | CN606114726 | RN102512126 | Sweeper Truck | NOD response not received | 2025-07-18 | 87172 | 100
27700 | T1 | MARTIN MARIETTA MATERIALS SOUTHWEST LLC | BEAUMONT AGG | 2520 DOLLINGER RD | BEAUMONT | TX | 77703 | JEFFERSON | CN606114726 | RN110649597 | 2025 Ford F650 water truck with a 2024 Curry CW2G 2,000-gallon water tank. | The following property is used 100% for pollution control to meet or exceed federal or state regulations: 2025 Ford F650 water truck with a 2024 Curry CW2G 2,000-gallon water tank. | 2025-06-13 | 135333 | 100
27701 | T1 | MARTIN MARIETTA MATERIALS SOUTHWEST LLC | HUNTER FACILITY | 7781 FM 1102 | NEW BRAUNFELS | TX | 78132 | COMAL | CN606114726 | RN100212067 | Sweeper Truck | NOD response not received | 2025-07-18 | 85964 | 100
27702 | T1 | MARTIN MARIETTA MATERIALS SOUTHWEST LLC | SCHALKER RECYCLE YARD | 3508 CHERRY ST | HOUSTON | TX | 77026 | HARRIS | CN606114726 | RN104992698 | 2024 Mack MD6 water truck with a Fleet Tech FT2 water tank. | The following property is used 100% for pollution control to meet or exceed federal or state regulations: 2024 Mack MD6 water truck with a Fleet Tech FT2 water tank. | 2025-06-13 | 154314 | 100
27703 | T1 | MARTIN MARIETTA MATERIALS SOUTHWEST LLC | MM SOUTH POST OAK RECYCLE YARD | 5001 GASMER DR | HOUSTON | TX | 77035 | HARRIS | CN606114726 | RN101858355 | 2024 Broce BW260 sweeper truck and 2023 Mack Granite water truck with a 2024 FT2 Series 2,000-gallon tank. | The following property is used 100% for pollution control to meet or exceed federal or state regulations: 2024 Broce BW260 sweeper truck and 2023 Mack Granite water truck with a 2024 FT2 Series 2,000-gallon tank. | 2025-06-13 | 209868 | 100
27704 | T1 | MARTIN MARIETTA MATERIALS SOUTHWEST LLC | MARTIN MARIETTA NEW CANEY RAIL YARD | 21511 LODGE RD | NEW CANEY | TX | 77357 | MONTGOMERY | CN606114726 | RN109820621 | 2024 Peterbilt 548 water truck. | The following property is used 100% for pollution control to meet or exceed federal or state regulations: 2024 Peterbilt 548 water truck. | 2025-06-13 | 252878 | 100
27705 | T1 | MARTIN MARIETTA MATERIALS SOUTHWEST LLC | GENOA YARD | 9591 OLD GALVESTON RD | HOUSTON | TX | 77034 | HARRIS | CN606114726 | RN105382766 | 2024 Mack MD6 water truck with 2,000-gallon water tank. | The following property is used 100% for pollution control to meet or exceed federal or state regulations: 2024 Mack MD6 water truck with 2,000-gallon water tank. | 2025-06-13 | 129249 | 100
27706 | T1 | MARTIN MARIETTA MATERIALS SOUTHWEST LLC | GENOA RED BLUFF RECYCLING YARD | 2070 GENOA RED BLUFF RD | HOUSTON | TX | 77034 | HARRIS | CN606114726 | RN105011811 | Water Truck | NOD response not received | 2025-07-18 | 134555 | 100
27707 | T1 | MARTIN MARIETTA MATERIALS SOUTHWEST LLC | GARWOOD PLANT | 6747 HIGHWAY 71 | GARWOOD | TX | 77442 | COLORADO | CN606114726 | RN103102398 | 2015 Komatsu HM300-5 water truck with a Niece 6,000-gallon water tank. | The following property is used 100% for pollution control to meet or exceed federal or state regulations: 2015 Komatsu HM300-5 water truck with a Niece 6,000-gallon water tank. | 2025-06-13 | 187583 | 100
27708 | T1 | MARTIN MARIETTA MATERIALS SOUTHWEST LLC | MM FARMERSVILLE YARD | 2315 E AUDIE MURPHY PKWY | FARMERSVILLE | TX | 75442 | COLLIN | CN606114726 | RN111518304 | Environmental Pavement | NOD response not received | 2025-07-22 | 131912 | 100
27709 | T1 | RACETRAC INC | RACETRAC 2467 | 2301 E PARKER RD | PLANO | TX | 75074 | COLLIN | CN600505283 | RN110102324 | Overfill alarms; tank top sumps; automatic tank gauging; automatic line leak detectors; liquid fuel sensors installed between the double walls of tanks and pipes to monitor for leaks; the incremental difference in cost between three 20,000-gallon double-walled tanks and comparable single-walled tanks; the incremental difference in cost between double-walled piping and single-walled piping; and the incremental difference in cost between the concrete paving covering the underground tanks and pipes and the other paving at the facility calculated using the difference in cost per square foot. | The following property is used 100% for pollution control to meet or exceed federal or state regulations: Overfill alarms; tank top sumps; automatic tank gauging; automatic line leak detectors; liquid fuel sensors installed between the double walls of tanks and pipes to monitor for leaks; the incremental difference in cost between three 20,000-gallon double-walled tanks and comparable single-walled tanks; the incremental difference in cost between double-walled piping and single-walled piping; and the incremental difference in cost between the concrete paving covering the underground tanks and pipes and the other paving at the facility calculated using the difference in cost per square foot. | 2025-04-29 | 273473 | 100
27710 | T1 | KIRBY INLAND MARINE LP | KIRBY INLAND MARINE CHANNELVIEW OPERATIONS | 16538 DE ZAVALLA RD | CHANNELVIEW | TX | 77530 | HARRIS | CN600611206 | RN104352265 | The incremental cost difference between a single-hulled barge and a double-hulled barge for tank barges KIRBY 11621, FMT 3032, FMT 3062, FMT 3069, FMT 3146, FMT 3170, FMT 3174, FMT 3178, FMT 3242, FMT 3246, FMT 3288, FMT 2030, FMT 2032, FMT 2056, KIRBY 28092, Kirby 28093, Kirby 28094, and Kirby 28095. | The following property is used 100% for pollution control to meet or exceed federal or state regulations: The incremental cost difference between a single-hulled barge and a double-hulled barge for tank barges KIRBY 11621, FMT 3032, FMT 3062, FMT 3069, FMT 3146, FMT 3170, FMT 3174, FMT 3178, FMT 3242, FMT 3246, FMT 3288, FMT 2030, FMT 2032, FMT 2056, KIRBY 28092, Kirby 28093, Kirby 28094, and Kirby 28095. | 2025-04-10 | 17102150 | 100
27711 | T1 | MARTIN MARIETTA MATERIALS SOUTHWEST LLC | TXI-BRIDGEPORT CRUSHED STONE PLANT | 1795 S HWY 101 | BRIDGEPORT | TX | 76426 | WISE | CN606114726 | RN102286184 | Dust suppression system used to apply water at the inlet and outlet of the crusher and drop points on conveyor belts consisting of pipes, fittings, a control box, and a shed to house the control box. | The following property is used 100% for pollution control to meet or exceed federal or state regulations: Dust suppression system used to apply water at the inlet and outlet of the crusher and drop points on conveyor belts consisting of pipes, fittings, a control box, and a shed to house the control box. | 2025-06-13 | 88808 | 100
27712 | T1 | MARTIN MARIETTA MATERIALS SOUTHWEST LLC | MM CHRISMAN RECYCLE YARD | 14329 CHRISMAN RD | HOUSTON | TX | 77039 | HARRIS | CN606114726 | RN103728242 | Sweeper Truck | NOD response not received | 2025-07-18 | 54125 | 100
27713 | T1 | MARTIN MARIETTA MATERIALS SOUTHWEST LLC | MM-BRIDGEPORT CRUSHED STONE PLANT | 1795 S HWY 101 | BRIDGEPORT | TX | 76426 | WISE | CN606114726 | RN102286184 | 2024 Broce RCT-350 broom sweeper truck. | The following property is used 100% for pollution control to meet or exceed federal or state regulations: 2024 Broce RCT-350 broom sweeper truck. | 2025-06-13 | 79740 | 100
27714 | T1 | RACETRAC INC | RACETRAC 2477 | 6495 CAMP BOWIE BLVD | FORT WORTH | TX | 76116 | TARRANT | CN600505283 | RN102645025 | Overfill alarms; tank top sumps; automatic tank gauging; automatic line leak detectors; liquid fuel sensors installed between the double walls of tanks and pipes to monitor for leaks; the incremental difference in cost between three 20,000-gallon double-walled tanks and comparable single-walled tanks; the incremental difference in cost between double-walled piping and single-walled piping; and the incremental difference in cost between the concrete paving covering the underground tanks and pipes and the other paving at the facility calculated using the difference in cost per square foot. | The following property is used 100% for pollution control to meet or exceed federal or state regulations: Overfill alarms; tank top sumps; automatic tank gauging; automatic line leak detectors; liquid fuel sensors installed between the double walls of tanks and pipes to monitor for leaks; the incremental difference in cost between three 20,000-gallon double-walled tanks and comparable single-walled tanks; the incremental difference in cost between double-walled piping and single-walled piping; and the incremental difference in cost between the concrete paving covering the underground tanks and pipes and the other paving at the facility calculated using the difference in cost per square foot. | 2025-04-29 | 273473 | 100
27715 | T1 | ONEOK STERLING III PIPELINE LLC | ONEOK STERLING III PIPELINE VAN ZANDT PIPELINES | ONEOK STERLING III PIPELINE PIPE SEGMENTS LOCATED IN VAN ZANDT COUNTY | Van Zandt County | TX | 75103 | VAN ZANDT | CN604369082 | RN112130174 | Nondestructive pipeline testing expenditures – Radiography. | The following property is used 100% for pollution control to meet or exceed federal or state regulations: Nondestructive pipeline testing expenditures – Radiography. | 2025-04-17 | 2163840 | 100
27716 | T1 | ONEOK STERLING III PIPELINE LLC | ONEOK STERLING III PIPELINE HUNT COUNTY PIPELINES | ONEOK STERLING III PIPELINE PIPE SEGMENTS LOCATED IN HUNT COUNTY | Hunt County | TX | 75135 | HUNT | CN604369082 | RN112130190 | Nondestructive pipeline testing expenditures – Radiography. | The following property is used 100% for pollution control to meet or exceed federal or state regulations: Nondestructive pipeline testing expenditures – Radiography. | 2025-04-17 | 1756160 | 100
27717 | T1 | ONEOK STERLING III PIPELINE LLC | ONEOK STERLING III PIPELINE HOUSTON COUNTY PIPELINES | ONEOK STERLING III PIPELINE PIPE SEGMENTS IN HOUSTON COUNTY | Houston County | TX | 75844 | HOUSTON | CN604369082 | RN112130182 | Nondestructive pipeline testing expenditures – Radiography. | The following property is used 100% for pollution control to meet or exceed federal or state regulations: Nondestructive pipeline testing expenditures – Radiography. | 2025-04-17 | 2048640 | 100
27718 | T1 | ONEOK STERLING III PIPELINE LLC | ONEOK STERLING III PIPELINE VAN ZANDT PIPELINES | ONEOK STERLING III PIPELINE PIPE SEGMENTS LOCATED IN VAN ZANDT COUNTY | Van Zandt County | TX | 75103 | VAN ZANDT | CN604369082 | RN112130174 | Three automatic shut off valves (block valves equipped with an actuator to close the valve) installed along the pipeline. | The following property is used 100% for pollution control to meet or exceed federal or state regulations: Three automatic shut off valves (block valves equipped with an actuator to close the valve) installed along the pipeline. | 2025-04-18 | 297528 | 100
27719 | T1 | ONEOK STERLING III PIPELINE LLC | ONEOK STERLING III PIPELINE HUNT COUNTY PIPELINES | ONEOK STERLING III PIPELINE PIPE SEGMENTS LOCATED IN HUNT COUNTY | Hunt County | TX | 75135 | HUNT | CN604369082 | RN112130190 | Two automatic shut off valves (block valves equipped with an actuator to close the valve) installed along the pipeline. | The following property is used 100% for pollution control to meet or exceed federal or state regulations: Two automatic shut off valves (block valves equipped with an actuator to close the valve) installed along the pipeline. | 2025-04-18 | 241472 | 100
27720 | T1 | ONEOK STERLING III PIPELINE LLC | ONEOK STERLING III PIPELINE HOUSTON COUNTY PIPELINES | ONEOK STERLING III PIPELINE PIPE SEGMENTS IN HOUSTON COUNTY | Houston County | TX | 75844 | HOUSTON | CN604369082 | RN112130182 | Three automatic shut off valves (block valves equipped with an actuator to close the valve) installed along the pipeline. | The following property is used 100% for pollution control to meet or exceed federal or state regulations: Three automatic shut off valves (block valves equipped with an actuator to close the valve) installed along the pipeline. | 2025-04-18 | 281688 | 100
27721 | T1 | ONEOK STERLING III PIPELINE LLC | ONEOK STERLING III PIPELINE VAN ZANDT PIPELINES | ONEOK STERLING III PIPELINE PIPE SEGMENTS LOCATED IN VAN ZANDT COUNTY | Van Zandt County | TX | 75103 | VAN ZANDT | CN604369082 | RN112130174 | Pipeline coatings and cathodic protection on the Oneok Sterling III pipeline. | The following property is used 100% for pollution control to meet or exceed federal or state regulations: Pipeline coatings and cathodic protection on the Oneok Sterling III pipeline. | 2025-04-18 | 432768 | 100
27722 | T1 | ONEOK STERLING III PIPELINE LLC | ONEOK STERLING III PIPELINE HUNT COUNTY PIPELINES | ONEOK STERLING III PIPELINE PIPE SEGMENTS LOCATED IN HUNT COUNTY | Hunt County | TX | 75135 | HUNT | CN604369082 | RN112130190 | Pipeline coatings and cathodic protection on the Oneok Sterling III pipeline. | The following property is used 100% for pollution control to meet or exceed federal or state regulations: Pipeline coatings and cathodic protection on the Oneok Sterling III pipeline. | 2025-04-18 | 351232 | 100
27723 | T1 | ONEOK STERLING III PIPELINE LLC | ONEOK STERLING III PIPELINE HOUSTON COUNTY PIPELINES | ONEOK STERLING III PIPELINE PIPE SEGMENTS IN HOUSTON COUNTY | Houston County | TX | 75844 | HOUSTON | CN604369082 | RN112130182 | Pipeline coatings and cathodic protection on the Oneok Sterling III pipeline. | The following property is used 100% for pollution control to meet or exceed federal or state regulations: Pipeline coatings and cathodic protection on the Oneok Sterling III pipeline. | 2025-04-18 | 409728 | 100
27724 | T1 | KIRBY INLAND MARINE LP | KIRBY INLAND MARINE CHANNELVIEW OPERATIONS | 16538 DE ZAVALLA RD | CHANNELVIEW | TX | 77530 | HARRIS | CN600611206 | RN104352265 | Vapor control system including a vapor collection system, cargo gauging system, liquid overfill protection, vapor overpressure, vacuum protection, and pressure vacuum indicating device on tank barges KIRBY 11621, FMT 3032, FMT 3062, FMT 3069, FMT 3146, FMT 3170, FMT 3174, FMT 3178, FMT 3242, FMT 3246, FMT 3288, FMT 2030, FMT 2032, FMT 2056, KIRBY 28092, Kirby 28093, Kirby 28094, and Kirby 28095. | The following property is used 100% for pollution control to meet or exceed federal or state regulations: Vapor control system including a vapor collection system, cargo gauging system, liquid overfill protection, vapor overpressure, vacuum protection, and pressure vacuum indicating device on tank barges KIRBY 11621, FMT 3032, FMT 3062, FMT 3069, FMT 3146, FMT 3170, FMT 3174, FMT 3178, FMT 3242, FMT 3246, FMT 3288, FMT 2030, FMT 2032, FMT 2056, KIRBY 28092, Kirby 28093, Kirby 28094, and Kirby 28095. | 2025-04-15 | 6840860 | 100
27725 | T1 | EASTON ENERGY UNDERGROUND STORAGE LLC | EASTON BRINE POND 2 | Latitude = 28.984947, Longitude = -96.13759 | Matagorda County | TX | 77414 | MATAGORDA | CN606029965 | RN111519831 | Easton Energy operates Brine Pond 2 out of the Markham Underground Storage facility. This Brine Pond utilizes a dual High Density Polyethylene liner system with a membrane liner between the two layers. This liner system serves as a protective barrier preventing any brine solution from reaching the native ground below and polluting the water table. This Brine Pond also utilizes a Leak Detection system and groundwater well monitoring system. Should any brine solution penetrate through the liner, it is identified by a system of 20 foot groundwater wells that are tested regularly. | NOD response not received | 2025-08-11 | 5695931 | 100
27726 | T1 | EASTON ENERGY UNDERGROUND STORAGE LLC | BRINE POND 1A | Latitude = 28.983886, Longitude = -96.142828 | Matagorda County | TX | 77414 | MATAGORDA | CN606029965 | RN111183042 | Easton Energy operates Brine Pond 1A out of the Markham Underground Storage facility. This Brine Pond utilizes a dual High Density Polyethylene liner system with a membrane liner between the two layers. This liner system serves as a protective barrier preventing any brine solution from reaching the native ground below and polluting the water table. This Brine Pond also utilizes a Leak Detection system and groundwater well monitoring system. Should any brine solution penetrate through the liner, it is identified by a system of 20 foot groundwater wells that are tested regularly. | NOD response not received | 2025-08-11 | 5890136 | 100
27727 | T1 | TOKAI CARBON CB LTD | BORGER CARBON BLACK PLANT | 9455 FM 1559 | BORGER | TX | 79007 | HUTCHINSON | CN600131171 | RN100222413 | Tokai Carbons Borger Carbon Black Plant utilizes a Tail Gas Emissions Control System. Tail Gas is a byproduct of the carbon black furnace process and contains pollutants like Carbon Monoxide, sulfur oxides, nitrogen oxides, and other VOCs. This gas byproduct is directed through the Tail Gas Emissions Control System which treats the gas by running it through a thermal oxidizer to burn off VOCs at temperatures over 1,400 degrees Fahrenheit and converts harmful gases into CO2 and H2O. Baghouse filters then capture the remaining fine carbon particles. Tail Gas systems also utilizes heat recovery systems to capture energy from the tail gas which can be reused in plant operations. | NOD response not received | 2025-07-07 | 20171234 | 100
27728 | T1 | TOKAI CARBON CB LTD | BIG SPRING CARBON BLACK PLANT | 1211 N MIDWAY RD | BIG SPRING | TX | 79720 | HOWARD | CN600131171 | RN100226026 | Tokai Carbons Big Spring Carbon Black Plant utilizes a Tail Gas Emissions Control System. Tail Gas is a byproduct of the carbon black furnace process and contains pollutants like Carbon Monoxide, sulfur oxides, nitrogen oxides, and other VOCs. This gas byproduct is directed through the Tail Gas Emissions Control System which treats the gas by running it through a thermal oxidizer to burn off VOCs at temperatures over 1,400 degrees Fahrenheit and converts harmful gases into CO2 and H2O. Baghouse filters then capture the remaining fine carbon particles. Tail Gas systems also utilizes heat recovery systems to capture energy from the tail gas which can be reused in plant operations. | NOD response not received | 2025-07-22 | 11707664 | 100
27729 | T1 | CANES MIDSTREAM G&P LLC | BIG LAKE CRYO PLANT | 1775 COUNTY ROAD 10 BIG LAKE, TEXAS 76932 | Reagan County | TX | 76932 | REAGAN | CN604204479 | RN107705535 | The Big Lake Cryo Plant utilizes Fugitive Emissions Controls and monitoring at several stages of the process including but not limited to piping and tanks throughout the facility. A Leak Detection Monitoring and Repair System is used to discover leaking components throughout the Cryogenic Processing Plant Facility. These components are regularly checked and properly maintained to prevent leaking as well as alert if and when a leak is detected. | NOD response not received | 2025-07-22 | 2772949 | 100
27730 | T1 | CANES MIDSTREAM G&P LLC | BIG LAKE CRYO PLANT | 1775 COUNTY ROAD 10 BIG LAKE, TEXAS 76932 | Reagan County | TX | 76932 | REAGAN | CN604204479 | RN107705535 | The pollution control property is two 4 cycle learn burn 1380 hp Caterpillar G3516Js which are installed with an oxidative catalyst which reduce CO, VOC, and formaldehyde emissions. | NOD response not received | 2025-07-22 | 814200 | 100
27731 | T1 | CANES MIDSTREAM G&P LLC | BIG LAKE CRYO PLANT | 1775 COUNTY ROAD 10 BIG LAKE, TEXAS 76932 | Reagan County | TX | 76932 | REAGAN | CN604204479 | RN107705535 | Flaring is a high-temperature oxidation process used to burn waste gases. The scrubbers are used to make gas flare systems safer and more environmentally friendly by eliminating liquid droplets from the waste gas stream that is sent to the flare. In order to prolong the life of the flare system and prevent burning liquid from departing the flare, droplets of liquid must be eliminated from the waste gas stream prior to entering it. A thermal oxidizer is a process unit for air pollution control in many in many chemical plants that decomposes hazardous gases at a high temperature and releases them into the atomosphere. | NOD response not received | 2025-07-22 | 4410140 | 100
27732 | T1 | SCM CRUDE LLC | ORLA CRUDE TERMINAL | Latitude = 31.785833, Longitude = -103.883056 | Reeves County | TX | 79770 | REEVES | CN605601434 | RN110772233 | Secondary containment berm around one oil tank. | The following property is used 100% for pollution control to meet or exceed federal or state regulations: Secondary containment berm around one oil tank. | 2025-06-13 | 40000 | 100
27733 | T1 | SCM CRUDE LLC | ORLA CRUDE TERMINAL | Latitude = 31.785833, Longitude = -103.883056 | Reeves County | TX | 79770 | REEVES | CN605601434 | RN110772233 | External Floating Roof used for evaporative control and reduce VOC emissions. | Application withdrawn | 2025-07-22 | 195001 | 100
27734 | T1 | SALT CREEK MIDSTREAM LLC | PECOS GAS PROCESSING PLANT | Latitude = 31.360833, Longitude = -103.681388 | Reeves County | TX | 79772 | REEVES | CN605432491 | RN110016037 | A skimmer is designed to separate and remove oil, grease, and hydrocarbons from process wastewater before the water is discharged. As process wastewater flows into the skimmer, lighter hydrocarbons oil, grease, and other organic pollutants float to the surface, while heavier solids settle at the bottom. The skimmer continuously removes these floating hydrocarbons from the water. | Application withdrawn | 2025-07-22 | 131000 | 100
27735 | T1 | SALT CREEK MIDSTREAM LLC | PECOS GAS PROCESSING PLANT | Latitude = 31.360833, Longitude = -103.681388 | Reeves County | TX | 79772 | REEVES | CN605432491 | RN110016037 | SCR systems reduce nitrogen oxide NOx emissions from combustion engines. NSCR is used for rich-burn high fuel-to-air ratio internal combustion engines to reduce emissions of NOx, carbon monoxide CO, and volatile organic compounds VOCs. AFR controllers regulate the air-to-fuel mixture in an internal combustion engine to optimize combustion efficiency and reduce emissions. Lean-burn engines operate with excess air high oxygen levels to lower combustion temperatures and reduce NOx formation. SCR and NSCR remove NOx, CO, and VOCs. Lean-burn engines inherently reduce NOx but often require SCR for full compliance with air quality regulations. | NOD response not received | 2025-07-22 | 10389426 | 100
27736 | T1 | SCM CRUDE LLC | ADMIRAL TRUCK STATION | Latitude = 31.631999, Longitude = -104.057241 | Culberson County | TX | 79772 | CULBERSON | CN605601434 | RN110731007 | Stack, burner, flare tip, and blowers used to destroy air contaminants in a vent gas stream. | NOD response not received | 2025-07-22 | 44650 | 100
27737 | T1 | WWM OPERATING LLC | FREER COMPRESSOR STATION | Latitude = 28.203112, Longitude = -98.803246 | La Salle County | TX | 78014 | LA SALLE | CN605764406 | RN111648960 | Clean burn upgrades on two Titan 250 C75 engines consisting of dry low-NOx emissions systems and catalytic converters. | The following property is used 100% for pollution control to meet or exceed federal or state regulations: Clean burn upgrades on two Titan 250 C75 engines consisting of dry low-NOx emissions systems and catalytic converters. | 2025-04-21 | 8360809 | 100
27738 | T1 | WWM OPERATING LLC | UVALDE COMPRESSOR STATION | Latitude = 29.173698, Longitude = -100.331555 | Kinney County | TX | 78832 | KINNEY | CN605764406 | RN111677225 | Clean burn upgrades on two Titan 250 C75 engines consisting of dry low-NOx emissions systems and catalytic converters. | The following property is used 100% for pollution control to meet or exceed federal or state regulations: Clean burn upgrades on two Titan 250 C75 engines consisting of dry low-NOx emissions systems and catalytic converters. | 2025-04-21 | 8730768 | 100
27739 | T1 | WWM OPERATING LLC | OZONA COMPRESSOR STATION | Latitude = 30.56913, Longitude = -101.1757 | Crockett County | TX | 76943 | CROCKETT | CN605764406 | RN111677217 | Clean burn upgrades on two Titan 250 C75 engines consisting of dry low-NOx emissions systems and catalytic converters. | The following property is used 100% for pollution control to meet or exceed federal or state regulations: Clean burn upgrades on two Titan 250 C75 engines consisting of dry low-NOx emissions systems and catalytic converters. | 2025-04-21 | 8610628 | 100
27740 | T1 | RACETRAC INC | RACETRAC 2420 | 2550 MIDWAY RD | CARROLLTON | TX | 75006 | DALLAS | CN600505283 | RN109954818 | Overfill alarms; tank top sumps; automatic tank gauging; automatic line leak detectors; liquid fuel sensors installed between the double walls of tanks and pipes to monitor for leaks; the incremental difference in cost between three 20,000-gallon double-walled tanks and comparable single-walled tanks; the incremental difference in cost between double-walled piping and single-walled piping; and the incremental difference in cost between the concrete paving covering the underground tanks and pipes and the other paving at the facility calculated using the difference in cost per square foot. | The following property is used 100% for pollution control to meet or exceed federal or state regulations: Overfill alarms; tank top sumps; automatic tank gauging; automatic line leak detectors; liquid fuel sensors installed between the double walls of tanks and pipes to monitor for leaks; the incremental difference in cost between three 20,000-gallon double-walled tanks and comparable single-walled tanks; the incremental difference in cost between double-walled piping and single-walled piping; and the incremental difference in cost between the concrete paving covering the underground tanks and pipes and the other paving at the facility calculated using the difference in cost per square foot. | 2025-04-29 | 273473 | 100
27741 | T1 | RACETRAC INC | RACETRAC 2346 | 640 W FM 3040 | LEWISVILLE | TX | 75067 | DENTON | CN600505283 | RN110035102 | Overfill alarms; tank top sumps; automatic tank gauging; automatic line leak detectors; liquid fuel sensors installed between the double walls of tanks and pipes to monitor for leaks; the incremental difference in cost between three 20,000-gallon double-walled tanks and comparable single-walled tanks; the incremental difference in cost between double-walled piping and single-walled piping; and the incremental difference in cost between the concrete paving covering the underground tanks and pipes and the other paving at the facility calculated using the difference in cost per square foot. | The following property is used 100% for pollution control to meet or exceed federal or state regulations: Overfill alarms; tank top sumps; automatic tank gauging; automatic line leak detectors; liquid fuel sensors installed between the double walls of tanks and pipes to monitor for leaks; the incremental difference in cost between three 20,000-gallon double-walled tanks and comparable single-walled tanks; the incremental difference in cost between double-walled piping and single-walled piping; and the incremental difference in cost between the concrete paving covering the underground tanks and pipes and the other paving at the facility calculated using the difference in cost per square foot. | 2025-04-29 | 273473 | 100
27742 | T1 | RACETRAC INC | RACETRAC 2473 | 7219 S COOPER ST | ARLINGTON | TX | 76001 | TARRANT | CN600505283 | RN109972950 | Overfill alarms; tank top sumps; automatic tank gauging; automatic line leak detectors; liquid fuel sensors installed between the double walls of tanks and pipes to monitor for leaks; the incremental difference in cost between three 20,000-gallon double-walled tanks and comparable single-walled tanks; the incremental difference in cost between double-walled piping and single-walled piping; and the incremental difference in cost between the concrete paving covering the underground tanks and pipes and the other paving at the facility calculated using the difference in cost per square foot. | The following property is used 100% for pollution control to meet or exceed federal or state regulations: Overfill alarms; tank top sumps; automatic tank gauging; automatic line leak detectors; liquid fuel sensors installed between the double walls of tanks and pipes to monitor for leaks; the incremental difference in cost between three 20,000-gallon double-walled tanks and comparable single-walled tanks; the incremental difference in cost between double-walled piping and single-walled piping; and the incremental difference in cost between the concrete paving covering the underground tanks and pipes and the other paving at the facility calculated using the difference in cost per square foot. | 2025-04-29 | 273473 | 100
27743 | T1 | RACETRAC INC | RACETRAC 215 | 4870 W UNIVERSITY DR | PROSPER | TX | 75078 | DENTON | CN600505283 | RN109897058 | Overfill alarms; tank top sumps; automatic tank gauging; automatic line leak detectors; liquid fuel sensors installed between the double walls of tanks and pipes to monitor for leaks; the incremental difference in cost between three 20,000-gallon double-walled tanks and comparable single-walled tanks; the incremental difference in cost between double-walled piping and single-walled piping; and the incremental difference in cost between the concrete paving covering the underground tanks and pipes and the other paving at the facility calculated using the difference in cost per square foot. | The following property is used 100% for pollution control to meet or exceed federal or state regulations: Overfill alarms; tank top sumps; automatic tank gauging; automatic line leak detectors; liquid fuel sensors installed between the double walls of tanks and pipes to monitor for leaks; the incremental difference in cost between three 20,000-gallon double-walled tanks and comparable single-walled tanks; the incremental difference in cost between double-walled piping and single-walled piping; and the incremental difference in cost between the concrete paving covering the underground tanks and pipes and the other paving at the facility calculated using the difference in cost per square foot. | 2025-04-29 | 273473 | 100
27744 | T1 | 1POINTFIVE STRATOS LLC | DAC-1 | Latitude = 31.784166, Longitude = -102.709166 | Ector County | TX | 79759 | ECTOR | CN606347292 | RN111488896 | Stormwater handling and treatment system consisting of stormwater retention basin. | The following property is used 100% for pollution control to meet or exceed federal or state regulations: Stormwater handling and treatment system consisting of stormwater retention basin. | 2025-04-21 | 6933811 | 100
27745 | T1 | 1POINTFIVE STRATOS LLC | DAC-1 | Latitude = 31.784166, Longitude = -102.709166 | Ector County | TX | 79759 | ECTOR | CN606347292 | RN111488896 | 74,959 square feet of concrete paving. | The following property is used 100% for pollution control to meet or exceed federal or state regulations: 74,959 square feet of concrete paving. | 2025-04-21 | 442911 | 100
27746 | T1 | RACETRAC INC | RACETRAC 2428 | 2707 ROYAL LN | DALLAS | TX | 75229 | DALLAS | CN600505283 | RN109896233 | Overfill alarms; tank top sumps; automatic tank gauging; automatic line leak detectors; liquid fuel sensors installed between the double walls of tanks and pipes to monitor for leaks; the incremental difference in cost between three 20,000-gallon double-walled tanks and comparable single-walled tanks; the incremental difference in cost between double-walled piping and single-walled piping; and the incremental difference in cost between the concrete paving covering the underground tanks and pipes and the other paving at the facility calculated using the difference in cost per square foot. | The following property is used 100% for pollution control to meet or exceed federal or state regulations: Overfill alarms; tank top sumps; automatic tank gauging; automatic line leak detectors; liquid fuel sensors installed between the double walls of tanks and pipes to monitor for leaks; the incremental difference in cost between three 20,000-gallon double-walled tanks and comparable single-walled tanks; the incremental difference in cost between double-walled piping and single-walled piping; and the incremental difference in cost between the concrete paving covering the underground tanks and pipes and the other paving at the facility calculated using the difference in cost per square foot. | 2025-04-29 | 273473 | 100
27747 | T1 | RACETRAC INC | RACETRAC 725 | 1015 GROSS RD | MESQUITE | TX | 75149 | DALLAS | CN600505283 | RN102261245 | Overfill alarms; tank top sumps; automatic tank gauging; automatic line leak detectors; liquid fuel sensors installed between the double walls of tanks and pipes to monitor for leaks; the incremental difference in cost between three 20,000-gallon double-walled tanks and comparable single-walled tanks; the incremental difference in cost between double-walled piping and single-walled piping; and the incremental difference in cost between the concrete paving covering the underground tanks and pipes and the other paving at the facility calculated using the difference in cost per square foot. | The following property is used 100% for pollution control to meet or exceed federal or state regulations: Overfill alarms; tank top sumps; automatic tank gauging; automatic line leak detectors; liquid fuel sensors installed between the double walls of tanks and pipes to monitor for leaks; the incremental difference in cost between three 20,000-gallon double-walled tanks and comparable single-walled tanks; the incremental difference in cost between double-walled piping and single-walled piping; and the incremental difference in cost between the concrete paving covering the underground tanks and pipes and the other paving at the facility calculated using the difference in cost per square foot. | 2025-04-29 | 273473 | 100
27748 | T1 | RACETRAC INC | RACETRAC 2308 | 714 N BELTLINE RD | IRVING | TX | 75038 | DALLAS | CN600505283 | RN109696138 | Overfill alarms; tank top sumps; automatic tank gauging; automatic line leak detectors; liquid fuel sensors installed between the double walls of tanks and pipes to monitor for leaks; the incremental difference in cost between one 10,000-gallon, one 14,000-gallon, and one 24,000-gallon double-walled tanks and comparable single-walled tanks; the incremental difference in cost between double-walled piping and single-walled piping; and the incremental difference in cost between the concrete paving covering the underground tanks and pipes and the other paving at the facility calculated using the difference in cost per square foot. | The following property is used 100% for pollution control to meet or exceed federal or state regulations: Overfill alarms; tank top sumps; automatic tank gauging; automatic line leak detectors; liquid fuel sensors installed between the double walls of tanks and pipes to monitor for leaks; the incremental difference in cost between one 10,000-gallon, one 14,000-gallon, and one 24,000-gallon double-walled tanks and comparable single-walled tanks; the incremental difference in cost between double-walled piping and single-walled piping; and the incremental difference in cost between the concrete paving covering the underground tanks and pipes and the other paving at the facility calculated using the difference in cost per square foot. | 2025-04-29 | 244273 | 100
27749 | T1 | HFOTCO LLC | HFOTCO LLC TANKS AT 1515 SHELDON ROAD | 1515 S SHELDON RD | HOUSTON | TX | 77015 | HARRIS | CN603316548 | RN112131271 | Internal floating roofs on tanks 1-100, 2-100, 3-100, 4-30, 5-60, 6-20, 8-20, 7-80, 9-60, 10-20, 11-60, and 12-30. | The following property is used 100% for pollution control to meet or exceed federal or state regulations: Internal floating roofs on tanks 1-100, 2-100, 3-100, 4-30, 5-60, 6-20, 8-20, 7-80, 9-60, 10-20, 11-60, and 12-30. | 2025-04-21 | 5250000 | 100
27750 | T1 | HFOTCO LLC | HFOTCO LLC TANKS AT 1515 SHELDON ROAD | 1515 S SHELDON RD | HOUSTON | TX | 77015 | HARRIS | CN603316548 | RN112131271 | Secondary containment consisting of a dike with drainage valves around the 4.98-acre tank farm. | The following property is used 100% for pollution control to meet or exceed federal or state regulations: Secondary containment consisting of a dike with drainage valves around the 4.98-acre tank farm. | 2025-06-27 | 1050000 | 100
27751 | T1 | RACETRAC INC | RACETRAC 574 | 2301 S GOLIAD ST | ROCKWALL | TX | 75032 | ROCKWALL | CN600505283 | RN106102874 | Overfill alarms; tank top sumps; automatic tank gauging; automatic line leak detectors; liquid fuel sensors installed between the double walls of tanks and pipes to monitor for leaks; the incremental difference in cost between one 10,000-gallon, one 14,000-gallon, and one 24,000-gallon double-walled tanks and comparable single-walled tanks; the incremental difference in cost between double-walled piping and single-walled piping; and the incremental difference in cost between the concrete paving covering the underground tanks and pipes and the other paving at the facility calculated using the difference in cost per square foot. | The following property is used 100% for pollution control to meet or exceed federal or state regulations: Overfill alarms; tank top sumps; automatic tank gauging; automatic line leak detectors; liquid fuel sensors installed between the double walls of tanks and pipes to monitor for leaks; the incremental difference in cost between one 10,000-gallon, one 14,000-gallon, and one 24,000-gallon double-walled tanks and comparable single-walled tanks; the incremental difference in cost between double-walled piping and single-walled piping; and the incremental difference in cost between the concrete paving covering the underground tanks and pipes and the other paving at the facility calculated using the difference in cost per square foot. | 2025-04-29 | 244273 | 100
27752 | T1 | H-E-B LP | HEB 265 | 1110 N BELL BLVD | CEDAR PARK | TX | 78613 | WILLIAMSON | CN601297963 | RN102963253 | Replacement of hydrochlorofluorocarbon (HCFC) condensing unit that used R-22 refrigerant with three smaller condensing units using R-449A refrigerant. | The following property is used 100% for pollution control to meet or exceed federal or state regulations: Replacement of hydrochlorofluorocarbon (HCFC) condensing unit that used R-22 refrigerant with three smaller condensing units using R-449A refrigerant. | 2025-04-28 | 24281 | 100
27753 | T1 | H-E-B LP | HEB 265 | 1110 N BELL BLVD | CEDAR PARK | TX | 78613 | WILLIAMSON | CN601297963 | RN102963253 | Replacement of hydrochlorofluorocarbon (HCFC) condensing unit that used R-22 refrigerant with three smaller condensing units using R-449A refrigerant. | The following property is used 100% for pollution control to meet or exceed federal or state regulations: Replacement of hydrochlorofluorocarbon (HCFC) condensing unit that used R-22 refrigerant with three smaller condensing units using R-449A refrigerant. | 2025-04-28 | 17147 | 100
27754 | T1 | GCC PERMIAN LLC | ODESSA CEMENT PLANT | 16501 W MURPHY ST | ODESSA | TX | 79763 | ECTOR | CN605260686 | RN100213305 | Dust control and collection system consisting of the Kiln 3 baghouse, cooler baghouse, dust collection filters, and dedusting ducts. | The following property is used 100% for pollution control to meet or exceed federal or state regulations: Dust control and collection system consisting of the Kiln 3 baghouse, cooler baghouse, dust collection filters, and dedusting ducts. | 2025-04-21 | 35961750 | 100
27755 | T1 | GCC PERMIAN LLC | ODESSA CEMENT PLANT | 16501 W MURPHY ST | ODESSA | TX | 79763 | ECTOR | CN605260686 | RN100213305 | Kiln 3 selective non-catalytic reduction (SNCR) system. | The following property is used 100% for pollution control to meet or exceed federal or state regulations: Kiln 3 selective non-catalytic reduction (SNCR) system. | 2025-04-21 | 276967 | 100
27756 | T1 | CONTINENTAL CARBONIC PRODUCTS INC | CONTINENTAL CARBONIC PRODUCTS | 1367 W US HIGHWAY 380 | BRIDGEPORT | TX | 76426 | WISE | CN605630482 | RN111605036 | Two hydrogen sulfide removal beds consisting of two vessels, dust collectors, and piping. | NOD response not received | 2025-06-16 | 500000 | 100
27757 | T1 | CONTINENTAL CARBONIC PRODUCTS INC | CONTINENTAL CARBONIC PRODUCTS | 1367 W US HIGHWAY 380 | BRIDGEPORT | TX | 76426 | WISE | CN605630482 | RN111605036 | Carbon oil removal bed and dust filter. | NOD response not received | 2025-08-19 | 500000 | 100
27758 | T1 | CONTINENTAL CARBONIC PRODUCTS INC | CONTINENTAL CARBONIC PRODUCTS | 1367 W US HIGHWAY 380 | BRIDGEPORT | TX | 76426 | WISE | CN605630482 | RN111605036 | Wastewater collection system consisting of wastewater and source water storage tanks, piping, pumps, separators, lift stations, and aeration systems. | NOD response not received | 2025-08-19 | 2000000 | 100
27759 | T1 | VOPAK TERMINAL DEER PARK INC | VOPAK TERMINAL DEER PARK | Latitude = 29.62, Longitude = -95.046666 | Harris County | TX | 77536 | HARRIS | CN601178734 | RN100225093 | Secondary containment consisting of concrete containment walls and tank liners adjacent to tanks 1101, 1102, and 1103. | NOD response not received | 2025-07-07 | 1500000 | 100
27760 | T1 | VOPAK TERMINAL DEER PARK INC | VOPAK TERMINAL DEER PARK | Latitude = 29.62, Longitude = -95.046666 | Harris County | TX | 77536 | HARRIS | CN601178734 | RN100225093 | Tank overfill, spill monitoring, and projection systems consisting of automated storage tank gauging, automated shut-off valves, overfill sensors and alarms and emergency shutdown systems on tanks 1101, 1002, and 1103. | NOD response not received | 2025-07-07 | 750000 | 100
27761 | T1 | ENVASES COMMERCE LLC | ENVASES COMMERCE WACO CAN PLANT | 1901 WYCON DR | WACO | TX | 76712 | MCLENNAN | CN605850866 | RN111173456 | Regenerative thermal oxidizers RTO1, RTO2, and RTO3 consisting of burner/ignitor, booster fans, poppet valves, heat exchangers, exhaust stack, and monitoring systems. | The following property is used 100% for pollution control to meet or exceed federal or state regulations: Regenerative thermal oxidizers RTO1, RTO2, and RTO3 consisting of burner/ignitor, booster fans, poppet valves, heat exchangers, exhaust stack, and monitoring systems. | 2025-08-08 | 5520282 | 100
27762 | T1 | ENVASES COMMERCE LLC | ENVASES COMMERCE WACO CAN PLANT | 1901 WYCON DR | WACO | TX | 76712 | MCLENNAN | CN605850866 | RN111173456 | Wastewater treatment system consisting of two equalization tanks, aeration grids, CPI separator, reactor tank T4001, holding tank T4002, DAF system, flocculator, storage holding tanks, and associated pumps/blowers/meters piping, and monitoring equipment. | The following property is used 100% for pollution control to meet or exceed federal or state regulations: Wastewater treatment system consisting of two equalization tanks, aeration grids, CPI separator, reactor tank T4001, holding tank T4002, DAF system, flocculator, storage holding tanks, and associated pumps/blowers/meters piping, and monitoring equipment. | 2025-08-08 | 2614383 | 100
27763 | T1 | GREEN BAY PACKAGING INC | GREEN BAY PACKAGING FORT WORTH DIVISION | 5901 CAMPUS DR | FORT WORTH | TX | 76140 | TARRANT | CN600467971 | RN111448536 | AirScreen dust collection system including pneumatic conveyance (four air compressors and two dryers), AirScreen Plus transfer separator (Airstream filter system, blower motors and controls), AirScreen Plus #10, Cleanair dust collector, and a dust briquetter. | The following property is used 100% for pollution control to meet or exceed federal or state regulations: AirScreen dust collection system including pneumatic conveyance (four air compressors and two dryers), AirScreen Plus transfer separator (Airstream filter system, blower motors and controls), AirScreen Plus #10, Cleanair dust collector, and a dust briquetter. | 2025-07-10 | 2768276.1 | 100
27764 | T1 | HEIDELBERG MATERIALS SOUTHWEST AGG LLC | BRIDGEPORT QUARRY | 1443 S STATE HIGHWAY 101 | CHICO | TX | 76431 | WISE | CN605858687 | RN102340239 | Three scrubbers consisting of water hoses, drums, and screens. | The following property is used 100% for pollution control to meet or exceed federal or state regulations: Three scrubbers consisting of water hoses, drums, and screens. | 2025-04-10 | 411775.92 | 100
27765 | T1 | US VENTURE INC | US OIL HOUSTON NORTH TERMINAL | 12325 NORTH FWY | HOUSTON | TX | 77060 | HARRIS | CN604731646 | RN100219260 | Fixed cone roof on Tank 22. | The following property is used 100% for pollution control to meet or exceed federal or state regulations: Fixed cone roof on Tank 22. | 2025-05-13 | 73033 | 100
27766 | T1 | US VENTURE INC | US OIL HOUSTON NORTH TERMINAL | 12325 NORTH FWY | HOUSTON | TX | 77060 | HARRIS | CN604731646 | RN100219260 | Secondary containment consisting of a concrete wall around tanks 21 and 23, and a gravel earthen dike around tanks 2, 3, 20, and 22. | The following property is used 100% for pollution control to meet or exceed federal or state regulations: Secondary containment consisting of a concrete wall around tanks 21 and 23, and a gravel earthen dike around tanks 2, 3, 20, and 22. | 2025-05-13 | 876898 | 100
27767 | T1 | US VENTURE INC | US OIL HOUSTON NORTH TERMINAL | 12325 NORTH FWY | HOUSTON | TX | 77060 | HARRIS | CN604731646 | RN100219260 | Internal floating roofs with primary mechanical shoe seals and secondary seals on Tanks 20, 21, and 23. | The following property is used 100% for pollution control to meet or exceed federal or state regulations: Internal floating roofs with primary mechanical shoe seals and secondary seals on Tanks 20, 21, and 23. | 2025-06-04 | 223017 | 100
27768 | T1 | DIAMOND GREEN DIESEL LLC | DIAMOND GREEN DIESEL PORT ARTHUR FACILITY | 2275 REV DR RANSOM HOWARD ST | PORT ARTHUR | TX | 77640 | JEFFERSON | CN605753813 | RN110966884 | Selective catalytic reduction unit consisting of ammonia skid and ammonia injection grid. | The following property is used 100% for pollution control and is installed to meet or exceed federal or state regulations: Selective catalytic reduction unit consisting of ammonia skid and ammonia injection grid. | 2025-02-13 | 1840000 | 100
27769 | T3 | THE PREMCOR REFINING GROUP INC | VALERO PORT ARTHUR REFINERY | 1801 S GULFWAY DR | PORT ARTHUR | TX | 77640 | JEFFERSON | CN601420748 | RN102584026 | Sulfur recovery unit consisting of two sulfur recovery trains, a sulfur degassing unit, a tailgas cleanup unit, and a tailgas incineration unit. | The following property is used 100% for pollution control to meet or exceed federal or state regulations: Sulfur recovery unit consisting of two sulfur recovery trains, a sulfur degassing unit, a tailgas cleanup unit, and a tailgas incineration unit. | 2025-03-18 | 198366401 | 100
27770 | T1 | STOLTHAVEN HOUSTON INC | STOLTHAVEN HOUSTON TERMINAL | 15602 JACINTOPORT BLVD | HOUSTON | TX | 77015 | HARRIS | CN600124820 | RN100210475 | Flare improvements consisting of east property flare vapor combustion unit, flare burner tips to the T6 flare, and modifications to marine flare VC03. | The following property is used 100% for pollution control to meet or exceed federal or state regulations: Flare improvements consisting of east property flare vapor combustion unit, flare burner tips to the T6 flare, and modifications to marine flare VC03. | 2025-04-25 | 514036 | 100
27771 | T1 | LION ELASTOMERS LLC | LION ELASTOMERS | 1615 MAIN ST | PORT NECHES | TX | 77651 | JEFFERSON | CN602296287 | RN100224799 | Recycle styrene tank pressure balance line consisting of 150 feet of 3-inch piping and associated valves to recycle styrene storage tanks 14, 15, 16, 17, and 18. | The following property is used 100% for pollution control to meet or exceed federal or state regulations: Recycle styrene tank pressure balance line consisting of 150 feet of 3-inch piping and associated valves to recycle styrene storage tanks 14, 15, 16, 17, and 18. | 2025-06-09 | 287491 | 100
27772 | T1 | STOLTHAVEN HOUSTON INC | STOLTHAVEN HOUSTON TERMINAL | 15602 JACINTOPORT BLVD | HOUSTON | TX | 77015 | HARRIS | CN600124820 | RN100210475 | Stormwater conveyance system improvements consisting of a 16-inch line going from lift station 4 to the EQ-1 tank, a drainage pump at dock 2/3 for the wastewater system, and a nitrogen supply line for the wastewater sludge pump. | The following property is used 100% for pollution control to meet or exceed federal or state regulations: Stormwater conveyance system improvements consisting of a 16-inch line going from lift station 4 to the EQ-1 tank, a drainage pump at dock 2/3 for the wastewater system, and a nitrogen supply line for the wastewater sludge pump. | 2025-04-28 | 31531 | 100
27773 | T1 | STOLTHAVEN HOUSTON INC | STOLTHAVEN HOUSTON TERMINAL | 15602 JACINTOPORT BLVD | HOUSTON | TX | 77015 | HARRIS | CN600124820 | RN100210475 | Wastewater treatment plant improvements consisting of the addition of a membrane bio-reactor (MBR); two auxiliary wastewater tanks; pumps, electrical, and instrumentation at the wastewater treatment lab; and a back-up generator. | The following property is used 100% for pollution control to meet or exceed federal or state regulations: Wastewater treatment plant improvements consisting of the addition of a membrane bio-reactor (MBR); two auxiliary wastewater tanks; pumps, electrical, and instrumentation at the wastewater treatment lab; and a back-up generator. | 2025-04-28 | 3185105 | 100
27774 | T3 | GEORGIA-PACIFIC WOOD PRODUCTS LLC | GEORGIA-PACIFIC WOOD PRODUCTS PINELAND MANUFACTURING COMPLEX | Latitude = 31.25, Longitude = -93.975 | Sabine County | TX | 75968 | SABINE | CN603126640 | RN100217744 | High efficiency cyclone (HEC), pneumatic steel conveyance ductwork, HEC and ductwork foundations, 500 HP fan, 150 HP fan, two four pack cyclones, divertor gate, clam shell bin, HEC control system and equipment needed to operate the HEC. | The following property is used 100% for pollution control to meet or exceed federal or state regulations: High efficiency cyclone (HEC), pneumatic steel conveyance ductwork, HEC and ductwork foundations, 500 HP fan, 150 HP fan, two four pack cyclones, divertor gate, clam shell bin, HEC control system and equipment needed to operate the HEC. | 2025-04-07 | 7695381 | 100
27775 | T1 | LION ELASTOMERS LLC | LION ELASTOMERS | 1615 MAIN ST | PORT NECHES | TX | 77651 | JEFFERSON | CN602296287 | RN100224799 | Site 3 fence line monitor instrument upgrade consisting of a gas chromatograph, meteorological tower, computer, and Modbus data logger. | The following property is used 100% for pollution control to meet or exceed federal or state regulations: Site 3 fence line monitor instrument upgrade consisting of a gas chromatograph, meteorological tower, computer, and Modbus data logger. | 2025-06-26 | 51208 | 100
27776 | T1 | HUMULUS LUPULUS ENTERPRISES INC | REAL ALE PROCESS WATER PRE-TREATMENT PLANT | 231 SAN SABA CT | BLANCO | TX | 78606 | BLANCO | CN606251536 | RN109708123 | Brewery process wastewater treatment facility consisting of building, monitors, tanks, decanter centrifuge, pumps, floats, aerators, sensors, basins, hoppers, submerged membrane filter system, controls and switches, and lined basins occupying approximately 1.75 acres of land. | The following property is used 100% for pollution control to meet or exceed federal or state regulations: Brewery process wastewater treatment facility consisting of building, monitors, tanks, decanter centrifuge, pumps, floats, aerators, sensors, basins, hoppers, submerged membrane filter system, controls and switches, and lined basins occupying approximately 1.75 acres of land. | 2025-07-11 | 1059420 | 100
27777 | T1 | STEEL DYNAMICS SOUTHWEST LLC | STEEL DYNAMICS SOUTHWEST | 8534 HIGHWAY 89 | SINTON | TX | 78387 | SAN PATRICIO | CN605646041 | RN110750965 | Phase 1 recuperative thermal oxidizer and Phase 2 recuperative thermal oxidizer including associated ducting, fans, foundations under the recuperative thermal oxidizers, recuperative afterburner and primary and secondary heat exchangers, CCL Unit 1 scrubber, CCL Unit 2 scrubber, CGL scrubber, including associated mist eliminating coalescing filters, fans, ducting, exhaust stacks, and foundations under the scrubbers. | The following property is used 100% for pollution control to meet or exceed federal or state regulations: Phase 1 recuperative thermal oxidizer and Phase 2 recuperative thermal oxidizer including associated ducting, fans, foundations under the recuperative thermal oxidizers, recuperative afterburner and primary and secondary heat exchangers, CCL Unit 1 scrubber, CCL Unit 2 scrubber, CGL scrubber, including associated mist eliminating coalescing filters, fans, ducting, exhaust stacks, and foundations under the scrubbers. | 2025-05-06 | 15969240 | 100
27778 | T1 | STEEL DYNAMICS SOUTHWEST LLC | STEEL DYNAMICS SOUTHWEST | 8534 HIGHWAY 89 | SINTON | TX | 78387 | SAN PATRICIO | CN605646041 | RN110750965 | 38 acres of constructed wetlands used to treat wastewater. | The following property is used 100% for pollution control to meet or exceed federal or state regulations: 38 acres of constructed wetlands used to treat wastewater. | 2025-05-09 | 3736998 | 100
27779 | T1 | MARUCHAN TEXAS INC | MARUCHAN TEXAS | 11000 FISCHER RD | VON ORMY | TX | 78073 | BEXAR | CN604136309 | RN106506074 | Dust control system for the soup line consisting of three dust collectors, one cyclone dust collector, filters, collection container, and a control panel. | The following property is used 100% for pollution control to meet or exceed federal or state regulations: Dust control system for the soup line consisting of three dust collectors, one cyclone dust collector, filters, collection container, and a control panel. | 2025-06-13 | 119979 | 100
27780 | T1 | LION ELASTOMERS LLC | LION ELASTOMERS | 1615 MAIN ST | PORT NECHES | TX | 77651 | JEFFERSON | CN602296287 | RN100224799 | Stormwater drainage upgrades consisting of excavation, liners, and upgrades to runoff containment property to the Utilities area stormwater drainage, drainage improvements between 9C Pigment and 8C Reactor buildings, South End stormwater drainage, North-West stormwater drainage, and Phase IV Tank Farm drainage. | The following property is used 100% for pollution control to meet or exceed federal or state regulations: Stormwater drainage upgrades consisting of excavation, liners, and upgrades to runoff containment property to the Utilities area stormwater drainage, drainage improvements between 9C Pigment and 8C Reactor buildings, South End stormwater drainage, North-West stormwater drainage, and Phase IV Tank Farm drainage. | 2025-07-24 | 352269 | 100
27781 | T1 | WEST FRASER WOOD PRODUCTS LLC | WEST FRASER TEXAS ANGELINA | 3935 FM 326 | LUFKIN | TX | 75901 | ANGELINA | CN604734327 | RN110406907 | 38,958 Sq Ft of 12 inch thick steel rebar reinforced concrete in the finished turn around and pick up area, 26,000 sq ft of 4 inch thick asphalt straight ways, 12 inch thick concrete in the turns of the truck overflow drive/dispatch waiting area, and one 2023 Global M4 HSD Standard Street Sweeper. | The following property is used 100% for pollution control to meet or exceed federal or state regulations: 38,958 Sq Ft of 12 inch thick steel rebar reinforced concrete in the finished turn around and pick up area, 26,000 sq ft of 4 inch thick asphalt straight ways, 12 inch thick concrete in the turns of the truck overflow drive/dispatch waiting area, and one 2023 Global M4 HSD Standard Street Sweeper. | 2025-05-06 | 1423411 | 100
27782 | T1 | GULF COAST AMMONIA LLC | GULF COAST AMMONIA | 435 5TH ST | TEXAS CITY | TX | 77539 | GALVESTON | CN605304682 | RN109638668 | Ammonia plant process flare at EPN FLRPLANT. | The following property is used 100% for pollution control to meet or exceed federal or state regulations: Ammonia plant process flare at EPN FLRPLANT. | 2025-05-05 | 2382092 | 100
27783 | T1 | GULF COAST AMMONIA LLC | GULF COAST AMMONIA | 435 5TH ST | TEXAS CITY | TX | 77539 | GALVESTON | CN605304682 | RN109638668 | Warm flare at EPN FLREWARM. | The following property is used 100% for pollution control to meet or exceed federal or state regulations: Warm flare at EPN FLREWARM. | 2025-05-05 | 1040876 | 100
27784 | T1 | OVINTIV USA INC | UNIVERSITY 37 5 SWD FACILITY | Latitude = 32.419936, Longitude = -102.304002 | Andrews County | TX | 79714 | ANDREWS | CN601451149 | RN111766333 | This facility is a Saltwater Disposal Facility SWD or Noncommercial Injection Well Facility. SWDs are used to facilitate the injection of produced water associated with oil and gas production into underground zones that are geologically confined and approved for injection by the Railroad Commission of Texas RRC. Produced water is a biproduct of oil and gas production and is considered to be predominantly a waste stream. Injection via an SWD well safely and efficiently disposes of the waste fluid. At this facility, produced water is gathered by either pipeline or truck from nearby oil and gas production facilities for final separation prior to injection. The produced water initially flows through a gun barrel tank to facilitate further separation of water, solids, and hydrocarbons. The produced water then flows to equalization tanks for storage prior to being injected. The produced water is transferred out of the equalization tanks via booster or transfer pump and injected underground by the high-pressure pump into the Class II disposal well. The skim oil tank at this facility is specifically excluded from this use determination, as it stores any hydrocarbons that may be separated from the produced water for transport back to the oil and gas production facility for processing and sales. No compensation is received by Ovintiv for the injection of produced water at this facility. | Application withdrawn | 2025-04-22 | 1246000 | 100
27785 | T1 | 1POINTFIVE STRATOS LLC | DAC-1 | Latitude = 31.784166, Longitude = -102.709166 | Ector County | TX | 79759 | ECTOR | CN606347292 | RN111488896 | Facility Background 1PointFive Stratos, LLC the Company is installing a Direct Air Capture Unit DAC Unit, located in Ector County, TX the Facility. The Companys DAC technology removes carbon dioxide from the atmosphere for the purpose of underground sequestration in Texas, abating atmospheric greenhouse gas levels impacting global warming trends in the atmosphere. Specifically, atmospheric air is introduced into the system where it passes through Air Contactors that collect carbon dioxide from the air by circulating it with a solution of potassium hydroxide and water, forming a carbonate-rich solution. The carbonate-rich solution is sent to the Pellet Reactor to convert the captured carbon dioxide into a pellet solution using a chemical reaction. This solution is then pumped into the pellet centrifuge, which separates the pellets from the solution. A system Calciner, fired using natural gas, will combust the pellets, releasing carbon dioxide to be sequestered. A system Slaker provides the calcium hydroxide used to rehydrate and form pellets. The carbon oxide will be sent back to the Slaker, combined with water, and sent to the Pellet Reactor to restart the system process. A Process Flow Diagram for the DAC is found in Attachment A. Pollution Control Property Description Wastewater Treatment Systems The Wastewater Treatment System was installed to collect, control, treat and discharge process effluent and/or wastewater generated at the Facility. Specifically, the Facility installed a neutralization system to treat any contaminated stormwater and the purge stream of process solution. The neutralization system adjusts the pH to between 6 and 9 by a spent acid stream. The pH adjusted wastewater stream is further sent to the wastewater pond where it combines with the effluent from the reverse osmosis system in the water treatment unit and the wastewater from ASU Air separation unit. From the wastewater pond, the stream is pumped to the wastewater pipeline for use off-site. The Wastewater Treatment System was installed to treat wastewater streams, making them amenable for discharge for the Facility | Application withdrawn | 2025-05-22 | 676042 | 100
27786 | T1 | AIR PRODUCTS INDUSTRIAL GAS LLC | AIR PRODUCTS TEXAS CITY FACILITY | Latitude = 29.381002, Longitude = -94.89919 | Galveston County | TX | 77590 | GALVESTON | CN605700467 | RN112077938 | Continuous emissions monitoring system consisting of analyzers, the analyzer building, and associated spare parts. | The following property is used 100% for pollution control to meet or exceed federal or state regulations: Continuous emissions monitoring system consisting of analyzers, the analyzer building, and associated spare parts. | 2025-05-08 | 3183902 | 100
27787 | T1 | AIR PRODUCTS INDUSTRIAL GAS LLC | AIR PRODUCTS TEXAS CITY FACILITY | Latitude = 29.381002, Longitude = -94.89919 | Galveston County | TX | 77590 | GALVESTON | CN605700467 | RN112077938 | Secondary containment consisting of curbed concrete around the transformers, NH3 condenser structure, NH3 compressor, NH3 process vessels, BFW dosing chemicals, and syngas compressor. | The following property is used 100% for pollution control to meet or exceed federal or state regulations: Secondary containment consisting of curbed concrete around the transformers, NH3 condenser structure, NH3 compressor, NH3 process vessels, BFW dosing chemicals, and syngas compressor. | 2025-06-06 | 1001300 | 100
27788 | T1 | AIR PRODUCTS INDUSTRIAL GAS LLC | AIR PRODUCTS TEXAS CITY FACILITY | Latitude = 29.381002, Longitude = -94.89919 | Galveston County | TX | 77590 | GALVESTON | CN605700467 | RN112077938 | Wastewater sump and pumps for the NH3 process area and for the NH3 storage area, and a diffuser for outfall 001. | The following property is used 100% for pollution control to meet or exceed federal or state regulations: Wastewater sump and pumps for the NH3 process area and for the NH3 storage area, and a diffuser for outfall 001. | 2025-05-07 | 1103894 | 100
27789 | T1 | AIR PRODUCTS INDUSTRIAL GAS LLC | AIR PRODUCTS TEXAS CITY FACILITY | Latitude = 29.381002, Longitude = -94.89919 | Galveston County | TX | 77590 | GALVESTON | CN605700467 | RN112077938 | NH3 storage flare consisting of a flare, a knockout pot, a knockout drum, a closed drain tank and pump, and flare spare components at EPN 2. | The following property is used 100% for pollution control to meet or exceed federal or state regulations: NH3 storage flare consisting of a flare, a knockout pot, a knockout drum, a closed drain tank and pump, and flare spare components at EPN 2. | 2025-05-15 | 1555091 | 100
27790 | T1 | LION ELASTOMERS LLC | LION ELASTOMERS | 1615 MAIN ST | PORT NECHES | TX | 77651 | JEFFERSON | CN602296287 | RN100224799 | Secondary containment upgrade consisting of raising the elevation of the existing containment dike around the bulk styrene tank, regrading the drainage basin, and river dock 2 sump replacement. | The following property is used 100% for pollution control to meet or exceed federal or state regulations: Secondary containment upgrade consisting of raising the elevation of the existing containment dike around the bulk styrene tank, regrading the drainage basin, and river dock 2 sump replacement. | 2025-06-27 | 237000 | 100
27791 | T1 | OVINTIV USA INC | ELMA SLAUGHTER SWD | Latitude = 32.4567, Longitude = -101.9214 | Martin County | TX | 79749 | MARTIN | CN601451149 | RN111802419 | This facility is a Saltwater Disposal Facility SWD or Noncommercial Injection Well Facility. SWDs are used to facilitate the injection of produced water associated with oil and gas production into underground zones that are geologically confined and approved for injection by the Railroad Commission of Texas RRC. Produced water is a biproduct of oil and gas production and is considered to be predominantly a waste stream. Injection via an SWD well safely and efficiently disposes of the waste fluid. At this facility, produced water is gathered by either pipeline or truck from nearby oil and gas production facilities for final separation prior to injection. The produced water initially flows through a gun barrel tank to facilitate further separation of water, solids, and hydrocarbons. The produced water then flows to equalization tanks for storage prior to being injected. The produced water is transferred out of the equalization tanks via booster or transfer pump and injected underground by the high-pressure pump into the Class II disposal well. The skim oil tank at this facility is specifically excluded from this use determination, as it stores any hydrocarbons that may be separated from the produced water for transport back to the oil and gas production facility for processing and sales. No compensation is received by Ovintiv for the injection of produced water at this facility. | NOD response not received | 2025-08-11 | 282720 | 100
27792 | T1 | OVINTIV USA INC | COOK 21 1D SWD | Latitude = 32.471284, Longitude = -101.812833 | Martin County | TX | 79331 | MARTIN | CN601451149 | RN111924569 | This facility is a Saltwater Disposal Facility SWD or Noncommercial Injection Well Facility. SWDs are used to facilitate the injection of produced water associated with oil and gas production into underground zones that are geologically confined and approved for injection by the Railroad Commission of Texas RRC. Produced water is a biproduct of oil and gas production and is considered to be predominantly a waste stream. Injection via an SWD well safely and efficiently disposes of the waste fluid. At this facility, produced water is gathered by either pipeline or truck from nearby oil and gas production facilities for final separation prior to injection. The produced water initially flows through a gun barrel tank to facilitate further separation of water, solids, and hydrocarbons. The produced water then flows to equalization tanks for storage prior to being injected. The produced water is transferred out of the equalization tanks via booster or transfer pump and injected underground by the high-pressure pump into the Class II disposal well. The skim oil tank at this facility is specifically excluded from this use determination, as it stores any hydrocarbons that may be separated from the produced water for transport back to the oil and gas production facility for processing and sales. No compensation is received by Ovintiv for the injection of produced water at this facility. | NOD response not received | 2025-08-11 | 280991 | 100
27793 | T1 | ENGY SOUTHWEST CONTAINER PRODUCTS INC | ENGY SOUTHWEST CONTAINER PRODUCTS | 2425 MOWERY RD | HOUSTON | TX | 77045 | HARRIS | CN605124825 | RN109162438 | Painting and lining processes hazardous waste storage area including building and barrels. | The following property is used 100% for pollution control to meet or exceed federal or state regulations: Painting and lining processes hazardous waste storage area including building and barrels. | 2025-09-19 | 1000000 | 100
27794 | T1 | ENGY SOUTHWEST CONTAINER PRODUCTS INC | ENGY SOUTHWEST CONTAINER PRODUCTS | 2425 MOWERY RD | HOUSTON | TX | 77045 | HARRIS | CN605124825 | RN109162438 | Piping, hoods, and ducts from the paint booths to thermal oxidizer (EPN RTO-1). | The following property is used 100% for pollution control to meet or exceed federal or state regulations: Piping, hoods, and ducts from the paint booths to thermal oxidizer (EPN RTO-1). | 2025-09-19 | 250000 | 100
27795 | T1 | ENGY SOUTHWEST CONTAINER PRODUCTS INC | ENGY SOUTHWEST CONTAINER PRODUCTS | 2425 MOWERY RD | HOUSTON | TX | 77045 | HARRIS | CN605124825 | RN109162438 | Used to segregate storm water from process water, control storm water runoff, and convey contaminated process water. | Withdrawn by applicant | 2025-11-03 | 200000 | 100
27796 | T1 | ENGY SOUTHWEST CONTAINER PRODUCTS INC | ENGY SOUTHWEST CONTAINER PRODUCTS | 2425 MOWERY RD | HOUSTON | TX | 77045 | HARRIS | CN605124825 | RN109162438 | One oil/water separator. | The following property is used 100% for pollution control to meet or exceed federal or state regulations: One oil/water separator. | 2025-11-17 | 100000 | 100
27797 | T1 | ENGY SOUTHWEST CONTAINER PRODUCTS INC | ENGY SOUTHWEST CONTAINER PRODUCTS | 2425 MOWERY RD | HOUSTON | TX | 77045 | HARRIS | CN605124825 | RN109162438 | Stack construction, repairs, and modifications to thermal oxidizer (EPN RTO-1). | The following property is used 100% for pollution control to meet or exceed federal or state regulations: Stack construction, repairs, and modifications to thermal oxidizer (EPN RTO-1). | 2025-09-19 | 10000 | 100
27798 | T1 | ENGY SOUTHWEST CONTAINER PRODUCTS INC | ENGY SOUTHWEST CONTAINER PRODUCTS | 2425 MOWERY RD | HOUSTON | TX | 77045 | HARRIS | CN605124825 | RN109162438 | Sampling ports to thermal oxidizer (EPN RTO-1). | The following property is used 100% for pollution control to meet or exceed federal or state regulations: Sampling ports to thermal oxidizer (EPN RTO-1). | 2025-11-17 | 10000 | 100
27799 | T1 | ENGY SOUTHWEST CONTAINER PRODUCTS INC | ENGY SOUTHWEST CONTAINER PRODUCTS | 2425 MOWERY RD | HOUSTON | TX | 77045 | HARRIS | CN605124825 | RN109162438 | Temperature monitor and controller and flow meters to thermal oxidizer (EPN RTO-1). | The following property is used 100% for pollution control to meet or exceed federal or state regulations: Temperature monitor and controller and flow meters to thermal oxidizer (EPN RTO-1). | 2025-10-27 | 100000 | 100
27800 | T1 | ENGY SOUTHWEST CONTAINER PRODUCTS INC | ENGY SOUTHWEST CONTAINER PRODUCTS | 2425 MOWERY RD | HOUSTON | TX | 77045 | HARRIS | CN605124825 | RN109162438 | 143,298 square feet of environmental paving. | The following property is used 100% for pollution control to meet or exceed federal or state regulations: 143,298 square feet of environmental paving. | 2025-10-27 | 1700000 | 100
27801 | T1 | ENGY SOUTHWEST CONTAINER PRODUCTS INC | ENGY SOUTHWEST CONTAINER PRODUCTS | 2425 MOWERY RD | HOUSTON | TX | 77045 | HARRIS | CN605124825 | RN109162438 | Dust collection system consisting of a fan and filters. | The following property is used 100% for pollution control to meet or exceed federal or state regulations: Dust collection system consisting of a fan and filters. | 2025-09-19 | 50000 | 100
27802 | T1 | ENGY SOUTHWEST CONTAINER PRODUCTS INC | ENGY SOUTHWEST CONTAINER PRODUCTS | 2425 MOWERY RD | HOUSTON | TX | 77045 | HARRIS | CN605124825 | RN109162438 | Thermal oxidizer (EPN RTO-1) to three paint booths and two curing ovens. | The following property is used 100% for pollution control to meet or exceed federal or state regulations: Thermal oxidizer (EPN RTO-1) to three paint booths and two curing ovens. | 2025-09-19 | 600000 | 100
27803 | T1 | TEIJIN AUTOMOTIVE TECHNOLOGIES TEXAS LLC | TEIJIN AUTOMOTIVE TECHNOLOGIES TEXAS | 2050 8TH ST | SEGUIN | TX | 78155 | GUADALUPE | CN605648435 | RN110757143 | 66 foot elevated exhaust stack over the molding press. | The following property is used 100% for pollution control to meet or exceed federal or state regulations: 66 foot elevated exhaust stack over the molding press. | 2025-08-15 | 389862 | 100
27804 | T1 | BLACKBEARD OPERATING LLC | ALLAR MARSTON SWD FACILITY | Latitude = 31.30024, Longitude = -102.493998 | Ward County | TX | 79756 | WARD | CN605323054 | RN111260295 | Allar Marston SWD saltwater disposal well site consisting of three 750-barrel water tanks, one 1,000-barrel gun barrel tank, one wellhead, one wellbore and downhole piping, lined berms around each vessel, five pumps, well casing, tubing, meters, valves, and piping. | The following property is used 100% for pollution control to meet or exceed federal or state regulations: Allar Marston SWD saltwater disposal well site consisting of three 750-barrel water tanks, one 1,000-barrel gun barrel tank, one wellhead, one wellbore and downhole piping, lined berms around each vessel, five pumps, well casing, tubing, meters, valves, and piping. | 2025-06-24 | 100000 | 100
27805 | T1 | LEPRINO FOODS COMPANY | LEPRINO FOODS LUBBOCK MFG FACILITY | Latitude = 33.580192, Longitude = -101.777402 | Lubbock County | TX | 79403 | LUBBOCK | CN605980739 | RN111422333 | Dust collection system consisting of ten baghouses and associated equipment including ductwork, filters, blowers, and monitoring equipment; and the incremental cost of four low-NOx burners versus similar burners without NOx controls. | The following property is used 100% for pollution control to meet or exceed federal or state regulations: Dust collection system consisting of ten baghouses and associated equipment including ductwork, filters, blowers, and monitoring equipment; and the incremental cost of four low-NOx burners versus similar burners without NOx controls. | 2025-09-22 | 5070480 | 100
27806 | T1 | TEXAS MATERIALS GROUP INC | LIVINGSTON ASPHALT PLANT | 360 S FM 1988 | LIVINGSTON | TX | 77351 | POLK | CN600317473 | RN101965150 | The baghouse captures dust and keeps the plant from polluting the air. It is located immediately after the dryer drum and before the exhaust stack. | NOD response not received | 2025-09-12 | 978135 | 100
27807 | T2 | CRYSTAL CLEARWATER RESOURCES LLC | CRYSTAL CLEARWATER RESOURCES - PRODUCED WATER RECYCLING SITE | 10 MILES SOUTH OF MIDLAND | Midland County | TX | 79706 | MIDLAND | CN606380798 | RN112204276 | The subject property is a modular thermal desalination system developed by Crystal Clearwater Resources CCR for the treatment of produced water derived from oil and gas operations. The system employs a proprietary distillation-based technology to separate and remove dissolved solids, hydrocarbons, and other contaminants, thereby generating a high-purity distillate suitable for beneficial reuse. Where is it located within the production process, The system is installed downstream of the initial separation and storage phase of oilfield operations, and prior to final disposition of the wastewater, whether by injection, discharge, or reuse. It functions as a midstream treatment solution within the overall produced water management process. How is it used to control, prevent, or monitor pollution, The system is utilized exclusively for the control and prevention of pollution, within the meaning of Texas Tax Code 11.31. Specifically, it eliminates the need to dispose of untreated produced water via injection wells, thereby mitigating risks associated with groundwater contamination and induced seismicity. In addition, the system is fully enclosed, which serves to prevent the release of volatile organic compounds VOCs and other airborne emissions commonly associated with open-air treatment or storage. The resulting treated effluent enables beneficial reuse and reduces the volume of water requiring disposal, contributing materially to both air and water pollution control. Does the pollution control property include any land If so, what is the size of the land, No. The subject property does not include any interest in land. The CCR system is skid-mounted and modular in design, and is deployed on temporary pads or customer-provided sites. The exemption is sought solely for qualifying tangible personal property and equipment that is used wholly or primarily for pollution control purposes, as defined by TCEQ guidelines. | Returned. Resubmitted as 27863. | 2025-09-22 | 15000000 | 100
27808 | T1 | THAD HILL ENERGY CENTER LLC | THAD HILL ENERGY CENTER | 557 COUNTY ROAD 3610 | CLIFTON | TX | 76634 | BOSQUE | CN604159848 | RN100226232 | Two heat recovery steam generators (HRSGs) and dedicated ancillary systems including inlet duct and heat transfer surfaces consisting of superheaters, evaporators, and economizers for high, intermediate, and low pressure (HP, IP, LP) sections and reheater; duct burners; outlet duct; deaerator; steam drums; feedwater pumps; drum internal components consisting of centrifugal separators, corrugated dryers, and dry box; downcomers; attemperator; pipes; tubes; headers; and HRSG casing. | The following property is used 65% for pollution control to meet or exceed federal or state regulations: Two heat recovery steam generators (HRSGs) and dedicated ancillary systems including inlet duct and heat transfer surfaces consisting of superheaters, evaporators, and economizers for high, intermediate, and low pressure (HP, IP, LP) sections and reheater; duct burners; outlet duct; deaerator; steam drums; feedwater pumps; drum internal components consisting of centrifugal separators, corrugated dryers, and dry box; downcomers; attemperator; pipes; tubes; headers; and HRSG casing. | 2025-10-14 | 77527290 | 65
27809 | T1 | THAD HILL ENERGY CENTER LLC | THAD HILL ENERGY CENTER | 557 COUNTY ROAD 3610 | CLIFTON | TX | 76634 | BOSQUE | CN604159848 | RN100226232 | One combustion turbine stack and one heat recovery steam generator stack to Unit 3 including sampling ports and platforms. | The following property is used 100% for pollution control to meet or exceed federal or state regulations: One combustion turbine stack and one heat recovery steam generator stack to Unit 3 including sampling ports and platforms. | 2025-10-14 | 1826250 | 100
27810 | T1 | THAD HILL ENERGY CENTER LLC | THAD HILL ENERGY CENTER | 557 COUNTY ROAD 3610 | CLIFTON | TX | 76634 | BOSQUE | CN604159848 | RN100226232 | One combustion turbine stack and one heat recovery steam generator stack to Unit 1 including sampling ports and platforms. | The following property is used 100% for pollution control to meet or exceed federal or state regulations: One combustion turbine stack and one heat recovery steam generator stack to Unit 1 including sampling ports and platforms. | 2025-10-14 | 4273999 | 100
27811 | T1 | THAD HILL ENERGY CENTER LLC | THAD HILL ENERGY CENTER | 557 COUNTY ROAD 3610 | CLIFTON | TX | 76634 | BOSQUE | CN604159848 | RN100226232 | One combustion turbine stack and one heat recovery steam generator stack to Unit 2 including sampling ports and platforms. | The following property is used 100% for pollution control to meet or exceed federal or state regulations: One combustion turbine stack and one heat recovery steam generator stack to Unit 2 including sampling ports and platforms. | 2025-10-14 | 4273999 | 100
27812 | T1 | THAD HILL ENERGY CENTER LLC | THAD HILL ENERGY CENTER | 557 COUNTY ROAD 3610 | CLIFTON | TX | 76634 | BOSQUE | CN604159848 | RN100226232 | Selective catalytic reduction catalyst replacement for Gas Turbines 1 and 2. | The following property is used 100% for pollution control to meet or exceed federal or state regulations: Selective catalytic reduction catalyst replacement for Gas Turbines 1 and 2. | 2025-05-02 | 1662937 | 100
27813 | T1 | THAD HILL ENERGY CENTER LLC | THAD HILL ENERGY CENTER | 557 COUNTY ROAD 3610 | CLIFTON | TX | 76634 | BOSQUE | CN604159848 | RN100226232 | Combustion turbine washdown underground storage tank and piping. | The following property is used 100% for pollution control to meet or exceed federal or state regulations: Combustion turbine washdown underground storage tank and piping. | 2025-10-14 | 32907 | 100
27814 | T1 | THAD HILL ENERGY CENTER LLC | THAD HILL ENERGY CENTER | 557 COUNTY ROAD 3610 | CLIFTON | TX | 76634 | BOSQUE | CN604159848 | RN100226232 | Secondary containment to Unit 1-5 generator step-up transformers, Unit 1-5 auxiliary transformers, Unit 1-3 isolation transformers, Unit 1-3 excitation transformers, Unit 4 cooling tower acid storage tank, Unit 5 cooling tower chemical storage area, and Unit 5 raw water pretreatment storage area. | The following property is used 100% for pollution control to meet or exceed federal or state regulations: Secondary containment to Unit 1-5 generator step-up transformers, Unit 1-5 auxiliary transformers, Unit 1-3 isolation transformers, Unit 1-3 excitation transformers, Unit 4 cooling tower acid storage tank, Unit 5 cooling tower chemical storage area, and Unit 5 raw water pretreatment storage area. | 2025-10-27 | 1204298 | 100
27815 | T1 | THAD HILL ENERGY CENTER LLC | THAD HILL ENERGY CENTER | 557 COUNTY ROAD 3610 | CLIFTON | TX | 76634 | BOSQUE | CN604159848 | RN100226232 | 93,113 square feet of concrete paving. | The following property is used 100% for pollution control to meet or exceed federal or state regulations: 93,113 square feet of concrete paving. | 2025-10-14 | 533466 | 100
27816 | T1 | THAD HILL ENERGY CENTER LLC | THAD HILL ENERGY CENTER | 557 COUNTY ROAD 3610 | CLIFTON | TX | 76634 | BOSQUE | CN604159848 | RN100226232 | Wastewater collection, treatment, and discharge system consisting of heat recovery steam generator blowdown piping, sump pump and drain tank, water treatment area sump pump, industrial process wastewater drain piping, oil/water separators, and wastewater outfall 001. | The following property is used 100% for pollution control to meet or exceed federal or state regulations: Wastewater collection, treatment, and discharge system consisting of heat recovery steam generator blowdown piping, sump pump and drain tank, water treatment area sump pump, industrial process wastewater drain piping, oil/water separators, and wastewater outfall 001. | 2025-10-14 | 2929263 | 100
27817 | T1 | THAD HILL ENERGY CENTER LLC | THAD HILL ENERGY CENTER | 557 COUNTY ROAD 3610 | CLIFTON | TX | 76634 | BOSQUE | CN604159848 | RN100226232 | Cathodic protection is installed to prevent inadvertent leaks and/or spills that may result from Pipeline damage and corrosion. | Pending as of December 1, 2025 | 2025-04-30 09:35 | 199653 | 100
27818 | T1 | MID-AMERICA APARTMENTS LP | COLONIAL GRAND AT S LAMAR | 1500 S LAMAR BLVD | AUSTIN | TX | 78704 | TRAVIS | CN603311911 | RN112205000 | The Stormwater Vault accepts sheet flowing and by drop and bb inlets within the streets of the complex which then is filtered by Sedimentation and Filtration Basin before the Gabion Wall separates floatables and debris that the Splitter Box works as the rain event is then conveyed to the Pump Station free of pollutants and floatables that may be discharged to the MS4 | Withdrawn by applicant | 2025-10-30 | 3010000 | 100
27819 | T1 | MID-AMERICA APARTMENTS LP | VERDE WELLS BRANCH APARTMENTS | 1630 WELLS BRANCH PKWY | AUSTIN | TX | 78728 | TRAVIS | CN603311911 | RN105322580 | These WQ Features are located within the parcel of land by engineering the stormwater runoff in stages and phases wherby these stages treat the first flush from sheet flowing from 15 acres of land and impervious parking areas and buildings. The Ponds, Basins and Channels being vegetated bring an enhanced capability to treat the runoff which is captured prior to discharge to the MS4 | Withdrawn by applicant | 2025-10-30 | 1875000 | 100
27820 | T1 | MID-AMERICA APARTMENTS LP | COLONIAL GRAND AT DOUBLE CREEK | 1901 ONION CREEK PKWY | AUSTIN | TX | 78748 | TRAVIS | CN603311911 | RN105532659 | First Flush is captured at the Detention Pond which filters by means of vegetation on the embankment and the slopes of the pond capturing pollutants and sediment then sending the rain event downstream to WQ Pond A and B for further cleansing and filtering by design, then the intake and outfall structures contribute by holding back floatables and other pollutants prior to discharge to the CFE Buffer Zoner which by means of dense and intended heavy vegetated means any potential pollutants left over are captured before discharge into the MS4, virtually free of any pollutants | Withdrawn by applicant | 2025-10-30 | 3047500 | 100
27821 | T1 | THE SPANOS CORPORATION | ESCALON AT CANYON CREEK APARTMENTS | 9715 N RANCH ROAD 620 | AUSTIN | TX | 78726 | TRAVIS | CN601097041 | RN104308408 | The Pollution Control Property on this 27 acre development is staged by the rain event to coordinate a pattern of stormwater treatment during the first flush, thereby reducing the pollutants captured on each phase of conveyance as rain events are present. Water Quality Ponds C and E with Gabion Walls act as a first flush unit where it then discharges to their respective Sedimentation Basins and a common Detention Pond filtering any potential pollutants that sends the final discharge into the watershed pollutant free | Withdrawn by applicant | 2025-10-30 | 3000000 | 100
27822 | T1 | MID-AMERICA APARTMENTS LP | COLONIAL GRAND AT CITYWAY | 11001 S 1ST ST | AUSTIN | TX | 78748 | TRAVIS | CN603311911 | RN106119548 | The areas that serve the site for stormwater quality discharges begin at the first flush which is found at the Water Quality Pond which then conveys the rain event to the sedimentation basin that settles and separates pollutants for a 2nd filtering event, which then is sent to a drainage channel of optimum size that by means of grasses and other vegetated measures discharges into the MS4 free of pollutants and floatable debris | Withdrawn by applicant | 2025-10-30 | 2910000 | 100
27823 | T1 | MID-AMERICA APARTMENTS LP | COLONIAL VILLAGE AT QUARRY OAKS | 6263 MCNEIL DR | AUSTIN | TX | 78729 | TRAVIS | CN603311911 | RN102762408 | The pollution control property that was specifically designed for this site in the EAPP is staged and works in concert with other permanent controls such as the splitter box which accepts stormwater from the sedimentation/filtration pond that treats the first flush prior to being treated thru other devices which deliver a pollutant free discharge to the MS4, while the Sanitary Sewer Line is coated and triple walled to avoid any potential exposure to the water supply should an excursion take place | NOD response not received | 2025-10-14 | 1840000 | 100
27824 | T1 | MID-AMERICA APARTMENTS LP | COLONIAL VILLAGE AT QUARRY OAKS | 6263 MCNEIL DR | AUSTIN | TX | 78729 | TRAVIS | CN603311911 | RN102762408 | The first flush of a rain event is filtered by the water quality pond, then transfering to the sedimentation basin where by settling effects pollutants and floatables are captured prior to entering the filtration basin that with the splitter box perform a filtering phase by separating and removing pollutants where the splitter box further filters by gravitation and by structural means removes pollutants before being sent downstream to the outfall | Withdrawn by applicant | 2025-10-30 | 7900000 | 100
27825 | T1 | GATEWAY 29 REAL ESTATE LLC | GATEWAY 29 | Latitude = 30.635719, Longitude = -97.829763 | Williamson County | TX | 78641 | WILLIAMSON | CN606180297 | RN111807152 | Piping thats triple walled with a lift station that furnishes a durable and proven means of protecting the ground water and surface water from possible excursions which might be harmful to groundwater as well | Withdrawn by applicant | 2025-10-30 | 4200000 | 100
27826 | T1 | GATEWAY 29 REAL ESTATE LLC | GATEWAY 29 | Latitude = 30.635719, Longitude = -97.829763 | Williamson County | TX | 78641 | WILLIAMSON | CN606180297 | RN111807152 | The SWQ and Batch Detention Ponds,, Trash Racks, Risers deliver a sustained and proven measure by incorporating permanent structural controls that settle, and reduce pollutants by the time the discharge is finally captured at both SW Outfalls prior to being sent to the MS4 with a superior removal rate of pollutants and floatables. | Withdrawn by applicant | 2025-10-30 | 6160000 | 100
27827 | T1 | MID-AMERICA APARTMENTS LP | ESTATES OF CANYON CREEK | 9501 N FM 620 RD | AUSTIN | TX | 78726 | TRAVIS | CN603311911 | RN104830989 | The ponds work to settle the pollutants and capture debris and floatables by virtue of the gabion walls and the detention pond works to take the final flush then discharges a clean stormwater during and after the rain event | Withdrawn by applicant | 2025-10-30 | 300000 | 100
27828 | T1 | KNAUF INSULATION INC | KNAUF INSULATION | 3000 JUDITH RD | MCGREGOR | TX | 76657 | MCLENNAN | CN605930718 | RN112037510 | a. Main Line Production i. The main production line for the fiberglass process is two large, specialized conveyor that is made up of steel flites. These flites have thousands of holes in them that allows air to pass through but the majority of the fiber will get caught on the flites. ii. Underneath each section of flites is a suction box. Each suction box is connected to 3 very large fans. Then duct work takes the exhaust through a scrubber. b. White Blowing Wool Forming i. The forming process for WBW is very similar in nature to the main production line. Beneath the flites is a suction box that then goes to the scrubber. The fan is connected to the discharge side of the scrubber. c. Duct Work to Wet Electrostatic Precipitator WESP i. All 7 discharge positions mentioned above join in duct work which joins the oven and cooling section exhaust and transport through the WESP. ii. The exhaust is cleaned by the two WESP units roughly 1/2 the volume of air going through each one. iii. The exhaust streams then go individually to an emissions stack | Withdrawn by applicant | 2025-07-25 | 20418780 | 100
27829 | T1 | KNAUF INSULATION INC | KNAUF INSULATION | 3000 JUDITH RD | MCGREGOR | TX | 76657 | MCLENNAN | CN605930718 | RN112037510 | a. The heart of the pollution control are two large filters b. Blowing Wool Insulation is transported through duct from the forming process area to the packaging area. Primary separation is performed by Condensers which separate the majority of the fiber from the air stream. The air then goes through the Transport Fan and is blown into one of the large round filters dust collectors. There is a second large round filter that acts as dust collection off of the bagging equipment. | Withdrawn by applicant | 2025-07-25 | 1909237 | 100
27830 | T1 | KNAUF INSULATION INC | KNAUF INSULATION | 3000 JUDITH RD | MCGREGOR | TX | 76657 | MCLENNAN | CN605930718 | RN112037510 | a. The Dry EP is a commercially available unit purchased from United McGill Corporation. b. The Dry EP is connected to the glass melting furnace via duct work. Air is intentionally induced to reduce the hot gas emissions to protect the equipment. The furnace runs in excess of 2500F. On the outlet of the Dry EP there is a fan to pull the exhaust to the unit. This then goes to an exhaust stack. | Withdrawn by applicant | 2025-07-25 | 5546130 | 100
27831 | T1 | KNAUF INSULATION INC | KNAUF INSULATION | 3000 JUDITH RD | MCGREGOR | TX | 76657 | MCLENNAN | CN605930718 | RN112037510 | a. The cooling section is located at the end of the oven and is used to cool the fiberglass mat prior to the fabrication areas b. The cooling section is in two sections. Each section is a table built of rollers above a suction box. The suction box is connected via duct work to a scrubber and fan to remove any fibers from the air stream. Duct work after the fan is then connected to the oven exhaust duct, mixes with the forming emissions, and enters a Wet Electrostatic Precipitator WESP, which is part of a separate Pollution Control Submission. | Withdrawn by applicant | 2025-07-25 | 2447850 | 100
27832 | T1 | MARTIN MARIETTA MATERIALS SOUTHWEST LLC | MM - SLATON PLANT | 430 COUNTY ROAD 234 | SLATON | TX | 79364 | CROSBY | CN606114726 | RN102421518 | 1998 Cat 769D water truck. | The following property is used 100% for pollution control to meet or exceed federal or state regulations: 1998 Cat 769D water truck. | 2025-10-03 | 124000 | 100
27833 | T1 | HENSLEY INDUSTRIES INC | HENSLEY INDUSTRIES | 2108 JOE FIELD RD | DALLAS | TX | 75229 | DALLAS | CN600396493 | RN100689934 | Baghouse, Ductwork, Hoods, Foundation, and Stack to control pouring lines, mold cooling hoods, primary reclamation system, flask shakeout as identified in NSR permit 2489A. These are part of our foundry operation. The pollution control equipment controls particulate pollution. The approximate land size is 20600 sq. ft. | NOD response not received | 2025-07-08 | 4244510 | 100
27834 | T3 | NATURA PCR LLC | NATURA PCR | 18314 MATHIS RD | WALLER | TX | 77484 | HARRIS | CN606100626 | RN100907211 | The washed and dried plastic film is heated and processed through a plastic extruder. The extrusion occurs at temperatures below 500 degrees Fahrenheit and under vacuum. The extruded material is then pushed through the extruder to the pelletizer. This step applies to all production lines in both PCR-2 and PCR-3. | Pending as of December 1, 2025 | 2025-05-21 09:38 | 2672400 | 100
27835 | T1 | CYPRESSBROOK 290 LP | ARIZA 290 WEST | 13900 W HWY 290 | AUSTIN | TX | 78737 | HAYS | CN605996032 | RN111458402 | The wastewater treatment facility consists of an activated sludge process plant using the complete mix mode. Treatment units include a bar screen, an aeration basins, a final clarifier, a digester, and chlorine contact chamber. The treated domestic wastewater effluent will be disposed via subsurface drip irrigation system with a minimum of 6.9acres of public assess land. The land will be maintained with Bermudagrass and oversewed with Winter Ryegrass. Equipment includes Clarifier, Blowers 2, Pumps 2, Steel Tank, Irrigation Skid and Pump, and Disc Filter. | NOD response not received | 2025-10-28 | 4110000 | 100
27836 | T1 | ARCWOOD ENVIRONMENTAL-ORANGE LLC | HERITAGE THERMAL OF TEXAS | 2735 FM 1006 # B4000 | ORANGE | TX | 77630 | ORANGE | CN605764703 | RN111009247 | Arcwood- Orange operates a TSDF which manages industrial and hazardous waste in container storage areas and tank systems along with the incineration of industrial and hazardous waste. | Withdrawn by applicant | 2025-08-01 | 13672410 | 100
27837 | T1 | MARK ONE II LLC | MARK ONE POWER STATION | Latitude = 29.227139, Longitude = -95.43052 | Brazoria County | TX | 77515 | BRAZORIA | CN606089159 | RN111112082 | Two selective catalytic reduction systems with associated ammonia tank, piping, and pump and exhaust systems for CT-7 and CT-8. | The following property is used 100% for pollution control to meet or exceed federal or state regulations: Two selective catalytic reduction systems with associated ammonia tank, piping, and pump and exhaust systems for CT-7 and CT-8. | 2025-09-24 | 9377530 | 100
27838 | T1 | MARK ONE II LLC | MARK ONE POWER STATION | Latitude = 29.227139, Longitude = -95.43052 | Brazoria County | TX | 77515 | BRAZORIA | CN606089159 | RN111112082 | Wastewater collection, treatment, and disposal system including a wastewater tank, oily water separator, pumps, and associated piping to turbines CT-7 and CT-8. | The following property is used 100% for pollution control to meet or exceed federal or state regulations: Wastewater collection, treatment, and disposal system including a wastewater tank, oily water separator, pumps, and associated piping to turbines CT-7 and CT-8. | 2025-09-24 | 3038440 | 100
27839 | T1 | MARK ONE II LLC | MARK ONE POWER STATION | Latitude = 29.227139, Longitude = -95.43052 | Brazoria County | TX | 77515 | BRAZORIA | CN606089159 | RN111112082 | Continuous emission monitoring system to turbine stacks CT-7 and CT-8. | The following property is used 100% for pollution control to meet or exceed federal or state regulations: Continuous emission monitoring system to turbine stacks CT-7 and CT-8. | 2025-09-24 | 660920 | 100
27840 | T1 | MARK ONE II LLC | MARK ONE POWER STATION | Latitude = 29.227139, Longitude = -95.43052 | Brazoria County | TX | 77515 | BRAZORIA | CN606089159 | RN111112082 | Stormwater controls consisting of a detention pond and stormwater sewage system. | The following property is used 100% for pollution control to meet or exceed federal or state regulations: Stormwater controls consisting of a detention pond and stormwater sewage system. | 2025-09-24 | 2990128 | 100
27841 | T1 | PARKER-HANNIFIN CORPORATION | PARKER HANNIFIN NACOGDOCHES PLANT | 401 INDUSTRIAL DR | NACOGDOCHES | TX | 75964 | NACOGDOCHES | CN600312169 | RN100218726 | Solvent recovery system upgrades consisting of one control system and panel, one analyzer panel, instrumentation package, adsorption system valve package, SLA blower inlet guide vane damper/actuator, and activated carbon. | The following property is used 100% for pollution control to meet or exceed federal or state regulations: Solvent recovery system upgrades consisting of one control system and panel, one analyzer panel, instrumentation package, adsorption system valve package, SLA blower inlet guide vane damper/actuator, and activated carbon. | 2025-10-23 | 1442679 | 100
27842 | T1 | GOLDEN TRIANGLE POLYMERS COMPANY LLC | GOLDEN TRIANGLE POLYMERS PLANT | 850 FOREMAN RD | ORANGE | TX | 77630 | ORANGE | CN606046183 | RN110935285 | Waste management system consisting of sludge holding tank 50-TK-2108, waste container 10-F-2050A/B for coke filters from the quench tower, and a plastic waste compactor. | The following property is used 100% for pollution control to meet or exceed federal or state regulations: Waste management system consisting of sludge holding tank 50-TK-2108, waste container 10-F-2050A/B for coke filters from the quench tower, and a plastic waste compactor. | 2025-10-22 | 4946886 | 100
27843 | T1 | LION ELASTOMERS LLC | LION ELASTOMERS | 1615 MAIN ST | PORT NECHES | TX | 77651 | JEFFERSON | CN602296287 | RN100224799 | Sixteen industrial waste hippo hoppers. | The following property is used 100% for pollution control to meet or exceed federal or state regulations: Sixteen industrial waste hippo hoppers. | 2025-11-03 | 68185 | 100
27844 | T1 | LION ELASTOMERS LLC | LION ELASTOMERS | 1615 MAIN ST | PORT NECHES | TX | 77651 | JEFFERSON | CN602296287 | RN100224799 | Infrared pilot flame monitoring device replacement. | The following property is used 100% for pollution control to meet or exceed federal or state regulations: Infrared pilot flame monitoring device replacement. | 2025-11-03 | 17614 | 100
27845 | T1 | LION ELASTOMERS LLC | LION ELASTOMERS | 1615 MAIN ST | PORT NECHES | TX | 77651 | JEFFERSON | CN602296287 | RN100224799 | Audible and visual alarms to high latex blend tank levels. | The following property is used 100% for pollution control to meet or exceed federal or state regulations: Audible and visual alarms to high latex blend tank levels. | 2025-11-03 | 138164 | 100
27846 | T1 | LION ELASTOMERS LLC | LION ELASTOMERS | 1615 MAIN ST | PORT NECHES | TX | 77651 | JEFFERSON | CN602296287 | RN100224799 | Joint wastewater treatment plant electrical upgrades consisting of conductors and micarta insulating board including a G10 insulating board porcelain insulators and insulated bus bar. | The following property is used 100% for pollution control to meet or exceed federal or state regulations: Joint wastewater treatment plant electrical upgrades consisting of conductors and micarta insulating board including a G10 insulating board porcelain insulators and insulated bus bar. | 2025-10-20 | 45000 | 100
27847 | T1 | LION ELASTOMERS LLC | LION ELASTOMERS | 1615 MAIN ST | PORT NECHES | TX | 77651 | JEFFERSON | CN602296287 | RN100224799 | Piping, flow meter, and flow controls to rail car loading and unloading rack used to capture waste gas and send it to the flare. | The following property is used 100% for pollution control to meet or exceed federal or state regulations: Piping, flow meter, and flow controls to rail car loading and unloading rack used to capture waste gas and send it to the flare. | 2025-10-20 | 111422 | 100
27848 | T1 | LION ELASTOMERS LLC | LION ELASTOMERS | 1615 MAIN ST | PORT NECHES | TX | 77651 | JEFFERSON | CN602296287 | RN100224799 | Stormwater and wastewater pumps and instrumentation upgrades consisting of C5 sump standby pump and controls including concrete base for two stormwater pumps, screen fabricated modified pipe supports, and pump control upgrades; B16 sump pump replacement including concrete slab, pump bases, and secondary pump; flare pit pump replacement; Main B pump automation including pump, piping, flow monitoring, and level control automation; and twin ponds instrumentation including pond level monitoring flow, monitoring power source, and wireless communication to Foxboro DCS. | The following property is used 100% for pollution control to meet or exceed federal or state regulations: Stormwater and wastewater pumps and instrumentation upgrades consisting of C5 sump standby pump and controls including concrete base for two stormwater pumps, screen fabricated modified pipe supports, and pump control upgrades; B16 sump pump replacement including concrete slab, pump bases, and secondary pump; flare pit pump replacement; Main B pump automation including pump, piping, flow monitoring, and level control automation; and twin ponds instrumentation including pond level monitoring flow, monitoring power source, and wireless communication to Foxboro DCS. | 2025-10-20 | 162768 | 100
27849 | T1 | KNAUF INSULATION INC | KNAUF INSULATION | 3000 JUDITH RD | MCGREGOR | TX | 76657 | MCLENNAN | CN605930718 | RN111330627 | Forming emissions control system consisting of two wet electrostatic precipitator (WESP) units, forming exhaust duct, forming stack, seven forming fans, drop boxes and mist eliminators, and forming exhaust dampers. | The following property is used 100% for pollution control to meet or exceed federal or state regulations: Forming emissions control system consisting of two wet electrostatic precipitator (WESP) units, forming exhaust duct, forming stack, seven forming fans, drop boxes and mist eliminators, and forming exhaust dampers. | 2025-08-06 | 18877087 | 100
27850 | T1 | KNAUF INSULATION INC | KNAUF INSULATION | 3000 JUDITH RD | MCGREGOR | TX | 76657 | MCLENNAN | CN605930718 | RN111330627 | Dust collection system consisting of dust collectors, two filters, fans, platforms supporting equipment, ducting, maintenance platform, and electrical property necessary for the installation or operation of the dust collection system. | The following property is used 100% for pollution control to meet or exceed federal or state regulations: Dust collection system consisting of dust collectors, two filters, fans, platforms supporting equipment, ducting, maintenance platform, and electrical property necessary for the installation or operation of the dust collection system. | 2025-08-07 | 1556049 | 100
27851 | T1 | KNAUF INSULATION INC | KNAUF INSULATION | 3000 JUDITH RD | MCGREGOR | TX | 76657 | MCLENNAN | CN605930718 | RN111330627 | Cooling section emissions control systems consisting of isolation dampers, electrical and controls, exhaust fans, scrubbers and ducting, and wash water return. | The following property is used 100% for pollution control to meet or exceed federal or state regulations: Cooling section emissions control systems consisting of isolation dampers, electrical and controls, exhaust fans, scrubbers and ducting, and wash water return. | 2025-08-05 | 2257843 | 100
27852 | T1 | KNAUF INSULATION INC | KNAUF INSULATION | 3000 JUDITH RD | MCGREGOR | TX | 76657 | MCLENNAN | CN605930718 | RN111330627 | Dry electrostatic precipitator. | The following property is used 100% for pollution control to meet or exceed federal or state regulations: Dry electrostatic precipitator. | 2025-08-01 | 5546130 | 100
27853 | T1 | EOG RESOURCES INC | JANUS GAS PLANT | Latitude = 31.99556, Longitude = -103.7134 | Loving County | TX | 79770 | LOVING | CN600124333 | RN111617635 | Secondary containment consisting of concrete pads with walls below power transformers, TEG compressor, amine circulation pumps, stabilizer NGL pipeline pumps, booster pumps, stabilizer NGL booster pumps, hot oil pumps, slop tanks, air chiller, product tanks, and compressors. | The following property is used 100% for pollution control to meet or exceed federal or state regulations: Secondary containment consisting of concrete pads with walls below power transformers, TEG compressor, amine circulation pumps, stabilizer NGL pipeline pumps, booster pumps, stabilizer NGL booster pumps, hot oil pumps, slop tanks, air chiller, product tanks, and compressors. | 2025-09-24 | 6450188 | 100
27854 | T1 | LION ELASTOMERS LLC | LION ELASTOMERS | 1615 MAIN ST | PORT NECHES | TX | 77651 | JEFFERSON | CN602296287 | RN100224799 | Sanitary and stormwater conveyances upgrades consisting of drainage bypass around Tank D-10 including a new 12 inch pipe and excavation, manhole, and surface drainage; stormwater sump at Soap Unit including a concrete sump; process wastewater sewer trenches upgrade including update to ten coagulation area upgrade to acid resistant concrete; upgrade West Settling Basin overflow including stainless steel overflow piping; upgrade utilities settling pond including pressure treated wooden posts and runners, groove bulkhead and backfilling with stabilized earthen material; Bath House Area storm and sanitary sewer upgrade including piping repair and replacement; drainage improvements at OTD Cleaning Area including a new drainage trench system; sanitary and industrial sewer potential cross connection upgrades including piping replacement; and repair of the Monomer Tank Farm industrial sewer piping. | The following property is used 100% for pollution control to meet or exceed federal or state regulations: Sanitary and stormwater conveyances upgrades consisting of drainage bypass around Tank D-10 including a new 12 inch pipe and excavation, manhole, and surface drainage; stormwater sump at Soap Unit including a concrete sump; process wastewater sewer trenches upgrade including update to ten coagulation area upgrade to acid resistant concrete; upgrade West Settling Basin overflow including stainless steel overflow piping; upgrade utilities settling pond including pressure treated wooden posts and runners, groove bulkhead and backfilling with stabilized earthen material; Bath House Area storm and sanitary sewer upgrade including piping repair and replacement; drainage improvements at OTD Cleaning Area including a new drainage trench system; sanitary and industrial sewer potential cross connection upgrades including piping replacement; and repair of the Monomer Tank Farm industrial sewer piping. | 2025-10-14 | 683450 | 100
27855 | T1 | EOG RESOURCES INC | JANUS GAS PLANT - THERMAL OXIDIZER | Latitude = 31.99556, Longitude = -103.7134 | Loving County | TX | 79770 | LOVING | CN600124333 | RN111617635 | Regenerative thermal oxidizer. | The following property is used 100% for pollution control to meet or exceed federal or state regulations: Regenerative thermal oxidizer. | 2025-09-24 | 750000 | 100
27856 | T1 | EOG RESOURCES INC | JANUS GAS PLANT - WATER | Latitude = 31.99556, Longitude = -103.7134 | Loving County | TX | 79770 | LOVING | CN600124333 | RN111617635 | Stormwater and process wastewater collection system consisting of sumps, tanks, sump pumps, and piping. | The following property is used 100% for pollution control to meet or exceed federal or state regulations: Stormwater and process wastewater collection system consisting of sumps, tanks, sump pumps, and piping. | 2025-09-24 | 450000 | 100
27857 | T1 | EOG RESOURCES INC | JANUS GAS PLANT - FLARE | Latitude = 31.99556, Longitude = -103.7134 | Loving County | TX | 79770 | LOVING | CN600124333 | RN111617635 | Flare system consisting of a burner tip, a flare stack, a flare knockout pump, piping, and a flare knockout. | The following property is used 100% for pollution control to meet or exceed federal or state regulations: Flare system consisting of a burner tip, a flare stack, a flare knockout pump, piping, and a flare knockout. | 2025-09-24 | 4500000 | 100
27858 | T2 | GULF COAST GROWTH VENTURES LLC | GULF COAST GROWTH VENTURES PROJECT | 4589 FM 2986 | GREGORY | TX | 78359 | SAN PATRICIO | CN605632439 | RN109753731 | Symmetrical ammonia injection system for the furnace consisting of nozzles, ducts, expansion joints, and valves. | The following property is used 100% for pollution control to meet or exceed federal or state regulations: Symmetrical ammonia injection system for the furnace consisting of nozzles, ducts, expansion joints, and valves. | 2025-08-26 | 11515964 | 100
27859 | T1 | GULF COAST GROWTH VENTURES LLC | GULF COAST GROWTH VENTURES PROJECT | 4589 FM 2986 | GREGORY | TX | 78359 | SAN PATRICIO | CN605632439 | RN109753731 | Fire truck, tower truck, pumper, engine, and ambulance all play vital roles in spill response operations, especially during hazardous material incidents. Engine 1 and Pumper truck are equipped with water and foam systems that help contain or dilute chemical spills. Tower truck 1 is used to provide elevated platforms and can carry specialized equipment such as absorbents, containment booms, and decontamination equipment. Ambulance and hazmat rescue vehicle are used for providing immediate care to anyone exposed to hazardous substances in the scene. | NOD response not received | 2025-10-28 | 4640529 | 100
27860 | T1 | GULF COAST GROWTH VENTURES LLC | GULF COAST GROWTH VENTURES | 4589 FM 2986 | GREGORY | TX | 78359 | SAN PATRICIO | CN605632439 | RN109753731 | Replacement of 19 runners of the multi point ground flare EPN UFFLARE01. | The following property is used 100% for pollution control to meet or exceed federal or state regulations: Replacement of 19 runners of the multi point ground flare EPN UFFLARE01. | 2025-08-22 | 30500000 | 100
27861 | T1 | HO CLARKE II LLC | HO CLARKE GENERATING | 12584 HIRAM CLARKE RD | HOUSTON | TX | 77045 | HARRIS | CN605887355 | RN110947363 | Continuous emission monitoring systems for Units 7 and 8. | The following property is used 100% for pollution control to meet or exceed federal or state regulations: Continuous emission monitoring systems for Units 7 and 8. | 2025-09-29 | 394169 | 100
27862 | T1 | HO CLARKE II LLC | HO CLARKE GENERATING | 12584 HIRAM CLARKE RD | HOUSTON | TX | 77045 | HARRIS | CN605887355 | RN110947363 | Two selective catalytic reduction systems including associated ammonia tanks, piping, pumps, exhaust systems, and stacks for Units 7 and 8. | The following property is used 100% for pollution control to meet or exceed federal or state regulations: Two selective catalytic reduction systems including associated ammonia tanks, piping, pumps, exhaust systems, and stacks for Units 7 and 8. | 2025-09-29 | 12124520 | 100
27863 | T1 | CRYSTAL CLEARWATER RESOURCES LLC | CRYSTAL CLEARWATER RESOURCES - PRODUCED WATER RECYCLING SITE | 10 MILES SOUTH OF MIDLAND | Midland County | TX | 79706 | MIDLAND | CN606380798 | RN112287107 | The subject property is a modular thermal desalination system developed by Crystal Clearwater Resources CCR for the treatment of produced water derived from oil and gas operations. The system employs a proprietary distillation-based technology to separate and remove dissolved solids, hydrocarbons, and other contaminants, thereby generating a high-purity distillate suitable for beneficial reuse. The system is installed downstream of the initial separation and storage phase of oilfield operations, and prior to final disposition of the wastewater, whether by injection, discharge, or reuse. It functions as a midstream treatment solution within the overall produced water management process. The system is utilized exclusively for the control and prevention of pollution, within the meaning of Texas Tax Code 11.31. Specifically, it eliminates the need to dispose of untreated produced water via injection wells, thereby mitigating risks associated with groundwater contamination and induced seismicity. In addition, the system serves to prevent the release of volatile organic compounds VOCs and other airborne emissions commonly associated with open-air treatment or storage. The resulting treated effluent enables beneficial reuse and reduces the volume of water requiring disposal, contributing materially to both air and water pollution control. The CCR system is skid-mounted and modular in design and is deployed on temporary pads or customer-provided sites. The exemption is sought solely for qualifying tangible personal property and equipment that is used wholly or primarily for pollution control purposes, as defined by TCEQ guidelines. The CCR system will use x2 low NOx burners to provide the heat for our propriety process. The wastewater will also start by running through our centrifuge oil seperation technology before entering our plant. On the back end of process the water will run through our activated carbon filters for the removal of organic contaminants. | Pending as of December 1, 2025 | 2025-10-27 14:48 | 1500000 | 100
27864 | T1 | GREEN BAY PACKAGING INC | GREEN BAY PACKAGING | 5901 CAMPUS DR | FORT WORTH | TX | 76140 | TARRANT | CN600467971 | RN111448536 | Five wet dust filtration systems consisting of mist clone inlet, spray nozzles, cyclone chamber, holding tank with slurry tech system, and filter press installed to converting machines Evol 115, Evol 100, 2-Gophert Rotary Die Cutters, and 1-Bobst 924 printing/folding/gluing units. | The following property is used 100% for pollution control to meet or exceed federal or state regulations: Five wet dust filtration systems consisting of mist clone inlet, spray nozzles, cyclone chamber, holding tank with slurry tech system, and filter press installed to converting machines Evol 115, Evol 100, 2-Gophert Rotary Die Cutters, and 1-Bobst 924 printing/folding/gluing units. | 2025-10-08 | 558648 | 100
27865 | T1 | MARTIN MARIETTA TEXAS READY-MIX LLC | MM FARMERSVILLE YARD | 2315 E AUDIE MURPHY PKWY | FARMERSVILLE | TX | 75442 | COLLIN | CN606115699 | RN111518304 | 26,842 square feet of concrete pavement. | The following property is used 100% for pollution control to meet or exceed federal or state regulations: 26,842 square feet of concrete pavement. | 2025-10-20 | 131912 | 100
27866 | T1 | MARTIN MARIETTA MATERIALS SOUTHWEST LLC | MM CHRISMAN RECYCLE YARD | 14329 CHRISMAN RD | HOUSTON | TX | 77039 | HARRIS | CN606114726 | RN103728242 | 24 BROCE BW260 SWEEPER3880 | NOD response not received | 2025-11-12 | 54125 | 100
27867 | T1 | MARTIN MARIETTA MATERIALS SOUTHWEST LLC | BECKMANN QUARRY | 18495 NW MILITARY HWY | SAN ANTONIO | TX | 78257 | BEXAR | CN606114726 | RN102512126 | 23 Broce RCT350 Sweeper | NOD response not received | 2025-11-12 | 87172 | 100
27868 | T1 | TEXAS MATERIALS GROUP INC | LIVINGSTON ASPHALT PLANT | 360 S FM 1988 | LIVINGSTON | TX | 77351 | POLK | CN600317473 | RN101965150 | The baghouse captures dust and keeps the plant from polluting the air. It is located immediately after the dryer drum and before the exhaust stack. | NOD response not received | 2025-11-25 | 978135 | 100
27869 | T2 | THAD HILL ENERGY CENTER LLC | THAD HILL ENERGY CENTER | 557 COUNTY ROAD 3610 | CLIFTON | TX | 76634 | BOSQUE | CN604159848 | RN100226232 | The Combustion system is installed to reduce or eliminate NOx emissions from combustion turbine operations and allow the Facility to meet or exceed current Facility permit limits for NOx emissions. | Pending as of December 1, 2025 | 2025-10-09 12:56 | 7951369 | 100
27870 | T2 | THAD HILL ENERGY CENTER LLC | THAD HILL ENERGY CENTER | 557 COUNTY ROAD 3610 | CLIFTON | TX | 76634 | BOSQUE | CN604159848 | RN100226232 | The Combustion system is installed to reduce or eliminate NOx emissions from combustion turbine operations and allow the Facility to meet or exceed current Facility permit limits for NOx emissions. | Pending as of December 1, 2025 | 2025-10-09 12:56 | 7951369 | 100
27871 | T2 | THAD HILL ENERGY CENTER LLC | THAD HILL ENERGY CENTER | 557 COUNTY ROAD 3610 | CLIFTON | TX | 76634 | BOSQUE | CN604159848 | RN100226232 | The Unit 3 CTs Dry Low NOx DLN Combustion System is instal1ed to reduce and/or eliminate NOx emissions from the CTs operations and allow the CT to meet and/or exceed current permit limits for NOx emissions. The CT DLN System within the CT allows for optimal air/fuel mixing for the minimization of NOx formation in the combustion process. The CTs DLN Combustion System includes the following components Fuel Nozzle Assemblies Transition Piece Assemblies Cap Assemblies Combustion Liners Inner Crossfire Tubes and Outer Crossfire Tubes. The Unit 3 DLN Combustion System reduces and/or eliminates the formation of NOx that may otherwise be emitted to the atmosphere of the State of Texas. | Pending as of December 1, 2025 | 2025-10-09 12:56 | 8079617 | 100
27872 | T1 | THAD HILL ENERGY CENTER LLC | THAD HILL ENERGY CENTER | 557 COUNTY ROAD 3610 | CLIFTON | TX | 76634 | BOSQUE | CN604159848 | RN100226232 | CEMS equipment is required to meet stack testing requirements to monitor compliance with NOx limits and by permit. | Pending as of December 1, 2025 | 2025-10-09 12:56 | 400000 | 100
27873 | T2 | THAD HILL ENERGY CENTER LLC | THAD HILL ENERGY CENTER | 557 COUNTY ROAD 3610 | CLIFTON | TX | 76634 | BOSQUE | CN604159848 | RN100226232 | As part of the conversion of Train 2 at the plant to a combined-cycle unit from a simple-cycle unit, new stacks were constructed for two combustion turbines CTs and one new Heat Recovery Steam Generator HRSG. The stacks include the stack structure and the platforms and testing ports necessary for the CEMS equipment and stack testing requirements. The stacks are at a height and width necessary to properly vent and disperse and flue gas emissions from the units and reduce ambient air pollution in the plant area. | Pending as of December 1, 2025 | 2025-10-09 12:56 | 6664593 | 100
27874 | T2 | THAD HILL ENERGY CENTER LLC | THAD HILL ENERGY CENTER | 557 COUNTY ROAD 3610 | CLIFTON | TX | 76634 | BOSQUE | CN604159848 | RN100226232 | As part of the original construction for Train 1, stacks were constructed for the CT and HRSG units. The stacks include the stack structure and the platforms and testing ports necessary for the CEMS equipment and stack testing requirements. The stacks are at a height and width necessary to properly vent and disperse and flue gas emissions from the units and reduce ambient after pollution in the plant area raising the point of emission will generally decrease ground level concentration of pollutants from a unit. The stacks are also required to house the CEMS testing ports and measurement devices. These are required by regulation and permit measure emissions from units as part of the overall NOx abatement. | Pending as of December 1, 2025 | 2025-10-09 12:56 | 1500000 | 100
27875 | T1 | THAD HILL ENERGY CENTER LLC | THAD HILL ENERGY CENTER | 717 TEXAS AVE., SUITE 1000 | Bosque County | TX | 77002 | BOSQUE | CN604159848 | RN100226232 | Selective Catalytic Reduction Equipment SCR & Continuous Emissions Monitoring Systems CEMS on Heat Recover Steam Generator HRSG stacks for facilty Train 2 | Pending as of December 1, 2025 | 2025-10-09 12:57 | 5335158 | 100
27876 | T2 | ASH GROVE CEMENT SOUTH TEXAS LLC | HUNTER FACILITY | 7781 FM 1102 | NEW BRAUNFELS | TX | 78132 | COMAL | CN606106797 | RN100212067 | Limestone/clay dome. | The following property is used 100% for pollution control to meet or exceed federal or state regulations: Limestone/clay dome. | 2025-11-25 | 12327523 | 100
27877 | T1 | EKC ADVANCED ELECTRONICS USA LLC | QNITY BAYPORT SITE | 9701 BAYPORT BLVD | PASADENA | TX | 77507 | HARRIS | CN606436806 | RN102662970 | Absorber T-454. | The following property is used 100% for pollution control to meet or exceed federal or state regulations: Absorber T-454. | 2025-11-07 | 1354919 | 100
27878 | T1 | EKC ADVANCED ELECTRONICS USA LLC | QNITY BAYPORT SITE | 9701 BAYPORT BLVD | PASADENA | TX | 77507 | HARRIS | CN606436806 | RN102662970 | Absorber T-453. | The following property is used 100% for pollution control to meet or exceed federal or state regulations: Absorber T-453. | 2025-11-07 | 1350004 | 100
27879 | T1 | EKC ADVANCED ELECTRONICS USA LLC | QNITY BAYPORT SITE | 9701 BAYPORT BLVD | PASADENA | TX | 77507 | HARRIS | CN606436806 | RN102662970 | Absorber T-449. | The following property is used 100% for pollution control to meet or exceed federal or state regulations: Absorber T-449. | 2025-11-06 | 719382 | 100
27880 | T1 | MARTIN MARIETTA MATERIALS SOUTHWEST LLC | RIO MEDINA QUARRY | Latitude = 29.5175, Longitude = -98.8213 | Medina County | TX | 78253 | MEDINA | CN606114726 | RN106174576 | Wheel wash system to clean tires for delivery trucks leaving the facility to reduce trackout onto public roadways. | Pending as of December 1, 2025 | 2025-10-14 13:48 | 506367 | 100
27881 | T1 | MARTIN MARIETTA MATERIALS SOUTHWEST LLC | MEDINA ROCK AND RAIL CRUSHING PLANT | 2004 COUNTY ROAD 421 | HONDO | TX | 78861 | MEDINA | CN606114726 | RN106636111 | 00 CAT 769D TRK 0364 8000 GAL HOLT SPRAY KING TANK | Pending as of December 1, 2025 | 2025-10-14 13:48 | 464262 | 100
27882 | T1 | MARTIN MARIETTA MATERIALS SOUTHWEST LLC | HUNTER FACILITY | 7781 FM 1102 | NEW BRAUNFELS | TX | 78132 | COMAL | CN606114726 | RN100212067 | 25 NIECE N10 10K GAL WTR TANK | Pending as of December 1, 2025 | 2025-10-14 13:48 | 232800 | 100
27883 | T1 | MARTIN MARIETTA MATERIALS SOUTHWEST LLC | MM - MERKEL SAND AND GRAVEL | 12200 PRIVATE RD 442 | MERKEL | TX | 79536 | JONES | CN606114726 | RN102293461 | 09 INTL 7500 WTR TRK Water truck | Pending as of December 1, 2025 | 2025-10-14 13:48 | 52100 | 100
27884 | T1 | MARTIN MARIETTA MATERIALS SOUTHWEST LLC | BECKMANN QUARRY | 18495 NW MILITARY HWY | SAN ANTONIO | TX | 78257 | BEXAR | CN606114726 | RN102512126 | N15 HD605 WTR TANK 23 KOM HD605-8 WTR TRK Water truck and tank | Pending as of December 1, 2025 | 2025-10-14 13:48 | 939894 | 100
27885 | T1 | MARTIN MARIETTA MATERIALS SOUTHWEST LLC | HUNTER FACILITY | 7781 FM 1102 | NEW BRAUNFELS | TX | 78132 | COMAL | CN606114726 | RN100212067 | 23 BROCE RCT350 SWEEPER | Pending as of December 1, 2025 | 2025-10-14 13:49 | 85964 | 100
27886 | T1 | MARTIN MARIETTA MATERIALS SOUTHWEST LLC | MM CHRISMAN RECYCLE YARD | 14329 CHRISMAN RD | HOUSTON | TX | 77039 | HARRIS | CN606114726 | RN103728242 | Sweeper Truck 24 BROCE BW260 SWEEPER3880 | Pending as of December 1, 2025 | 2025-10-14 13:49 | 54125 | 100
27887 | T1 | TPC GROUP LLC | HOUSTON PLANT | 8600 PARK PLACE BLVD | HOUSTON | TX | 77017 | HARRIS | CN603624289 | RN100219526 | The Houston Dock Thermal Oxidizer Emission Reduction Project includes installation of a new thermal oxidizer Emission Point Number DOCK-TO and associated piping. The thermal oxidizer is used for thermal destruction of marine loading air pollutants by direct flame combustion. Specific volatile organic compounds VOCs controlled include methyl tert-butyl ether, ethyl tert-butyl ether, and diisobutylene. | Pending as of December 1, 2025 | 2025-11-05 08:55 | 2289857 | 100
27888 | T1 | ARCWOOD ENVIRONMENTAL-ORANGE LLC | ARCWOOD ENVIRONMENTAL - ORANGE | 2735 FM 1006 # B4000 | ORANGE | TX | 77630 | ORANGE | CN605764703 | RN111009247 | Arcwood- Orange operates a TSDF which manages industrial and hazardous waste in container storage areas and tank systems along with the incineration of industrial and hazardous waste. | Pending as of December 1, 2025 | 2025-11-08 10:21 | 13672410 | 100
27889 | T1 | SEAWAY CRUDE PIPELINE COMPANY | SEAWAY PIPELINE | Latitude = 28.9364, Longitude = -95.3199 | Brazoria County | TX | 77541 | BRAZORIA | CN603281544 | RN103115754 | Vapor combustion unit. | The following property is used 100% for pollution control to meet or exceed federal or state regulations: Vapor combustion unit. | 2025-11-18 | 2477840 | 100
27890 | T1 | BKV DCARBON VENTURES LLC | COTTON COVE COMPRESSION | 10055 MORRIS DIDO NEWARK RD | FORT WORTH | TX | 76179 | TARRANT | CN606195931 | RN112320569 | The property is a gas waste disposal facility, used solely for non-commercial purposes. Its purpose is to dispose of Sour Gas that is produced in the extraction of gas in an environmentally appropriate manner. The facility is specifically designed to protect the air, groundwater, and underground water sources. The Sour Gas is pushed to a disposal site by the equipment in this facility. This site and the disposal well location are connected by piping. The facilities deliver the waste to an underground zone that is determined to be appropriate by the Texas Railroad Commission. The facility is the first stage of the process after the Sour Gas is separated from the gas. The Compressor Facility includes separators, compressors, valves, interconnecting piping, and connectors. The function of each major item of equipment is further described below. The Sour Gas arrives at the compressor site by piping. The piping brings the Sour Gas from the gas production sites. The gas flows through the inlet separators to remove the liquids. Then the gas moves through the compressor, where it is brought up to a pressure that allows for further drying and disposal. The gas then flows through the process to remove additional liquids, then on to the disposal site. The entire process is designed to protect the air, land, and freshwater zones underground. The disposal well is filed on a separate application. | Pending as of December 1, 2025 | 2025-11-14 07:17 | 10975000 | 100
27891 | T3 | GULF COAST GROWTH VENTURES LLC | GULF COAST GROWTH VENTURES | 4589 FM 2986 | GREGORY | TX | 78359 | SAN PATRICIO | CN605632439 | RN109753731 | Miscellaneous vents from the GCGV Olefins, Derivatives, and Polyethylene facilities are routed to a shared vent header system that includes an elevated low pressure flare, a multi-point ground flare, shared thermal oxidizers and utilities steam boilers for destruction of VOCs in these streams during routine operation, Maintenance Startup and Shutdown MSS activities and upset events. The flare system is integrated with a flare gas recovery FGR system to recover and utilize valuable hydrocarbons in combustion facilities e.g. boilers to supplement natural gas fuel usage. The FGR is composed of two electric flare gas recovery compressors manufactured by Kobelco. A simplified flow diagram and plot plan for the flare system is attached. | Pending as of December 1, 2025 | 2025-11-14 13:05 | 51664823 | 73
27892 | T1 | BKV DCARBON VENTURES LLC | COTTON COVE DISPOSAL WELL & EQUIPMENT | 10055A MORRIS DIDO NEWARK RD | FORT WORTH | TX | 76179 | TARRANT | CN606195931 | RN112320569 | The property is a gas waste disposal well and associated facility, used solely for non-commercial purposes. Its purpose is to dispose of Sour Gas that is produced in the extraction of gas in an environmentally appropriate manner. The facility is specifically designed to protect the air, groundwater, and underground water sources. The Sour Gas is transported to a disposal site by the equipment in this facility. This site and the disposal well location are connected by piping. The facilities deliver the waste to an underground zone that is determined to be appropriate by the Texas Railroad Commission. The facility is the first stage of the process after the Sour Gas is separated from gas. The facility includes separators, compressors, valves, interconnecting piping, connectors, waste tank, and a system of headers. The function of each major item of equipment is further described below. The Sour Gas arrives at the site by piping. The piping brings the Sour Gas from the gas production sites. The gas flows through the inlet separators to remove the liquids. Then the gas moves through the compressors, where it is brought up to a pressure that allows for further drying and disposal. Waste water is collected in the tank and disposed of offsite. The gas then flows to the disposal site. The disposal well is the conduit to deliver the Sour Gas to the protected zone. The entire process is designed to protect the air, land, and freshwater zones underground. | Pending as of December 1, 2025 | 2025-11-17 07:30 | 9000000 | 100
27893 | T1 | GOLDEN TRIANGLE POLYMERS COMPANY LLC | GOLDEN TRIANGLE POLYMERS PLANT | 850 FOREMAN RD | ORANGE | TX | 77630 | ORANGE | CN606046183 | RN110935285 | The pollution control property includes internal floating roofs and seals and submerged fill pipes on VOC tanks at the GTPC facility. 1-Hexene Tanks 8105A and 8105B and Pygas Tanks 1001A and 1001B are equipped with internal floating roofs with seals. An internal floating roof reduces VOC emissions in storage tanks by floating directly on the liquid surface, which minimizes the exposed liquid area and drastically reduces evaporation and vapor loss from temperature changes. The seals around the rim of the floating roofs limit vapor leakage around the edges. Submerged fill pipes are installed on 20 tanks containing VOCs at the GTPC facility. The submerged fill pipes extend down close to the bottom of the storage tanks and discharge the product beneath the surface instead of from the top. By filling below the liquid level, the incoming product does not splash or create turbulence, which significantly reduces the amount of VOC vapors generated. | Pending as of December 1, 2025 | 2025-11-19 14:38 | 8750000 | 100
27894 | T1 | MID-AMERICA APARTMENTS LP | ESCALON AT CANYON CREEK APARTMENTS | 9715 N RANCH ROAD 620 | AUSTIN | TX | 78726 | TRAVIS | CN603311911 | RN104308408 | Water Quality Ponds 1 & 2 and their components collect the first flush of stormwater containing pollutants like sediment & suspended solids nutrients heavy metals, oil, grease, & hydrocarbons bacteria & pathogens and trash & debris. The stormwater first enters the splitter boxes and diverts the first flush of stormwater into the sedimentation basins where the pollutants have time to settle out before the stormwater passes through the gabion walls/flow spreaders. The gabion walls act as additional filters to collect additional floatable debris while spreading out concentrated flow into sheet flow into secondary filtration basins where the stormwater is then filtered through the sand beds and enter the Natural Areas/Buffer Zones. The ponds are located at the ends of the processes. The 578,259 square foot Natural Areas/Buffer Zones have expansive natural grades for additional stormwater vegetative filtration & riparian enhancements. See Pollution Control Property Description Table in Section V of the attached Use Determination Supplemental. | Pending as of December 1, 2025 | 2025-11-20 07:08 | 5708036 | 100
27895 | T1 | MID-AMERICA APARTMENTS LP | JC EVANS CONSTRUCTION ESTATES AT CANYON CREEK | 9501 N FM 620 RD | AUSTIN | TX | 78726 | TRAVIS | CN603311911 | RN104830989 | Water Quality Ponds C & E and their components collect the first flush of stormwater containing pollutants like sediment & suspended solids nutrients heavy metals, oil, grease, & hydrocarbons bacteria & pathogens and trash & debris. The stormwater first enters the splitter boxes and diverts the first flush of stormwater into the sedimentation basins where the pollutants have time to settle out before the stormwater passes through the gabion walls/flow spreaders. The gabion walls act as additional filters to collect additional floatable debris while spreading out concentrated flow into sheet flow into secondary filtration basins where the stormwater is then filtered through the sand beds and enter the underdrain conveyance systems through perforated pipes where its conveyed to the MS4. The ponds are located at the ends of the processes. See Pollution Control Property Description Table in Section V of the attached Use Determination Supplemental. | Pending as of December 1, 2025 | 2025-11-20 07:08 | 3000000 | 100
27896 | T1 | MID-AMERICA APARTMENTS LP | COLONIAL VILLAGE AT QUARRY OAKS | 6263 MCNEIL DR | AUSTIN | TX | 78729 | TRAVIS | CN603311911 | RN102762408 | The Water Quality Pond and its components collect the first flush of stormwater containing pollutants like sediment & suspended solids nutrients heavy metals, oil, grease, & hydrocarbons bacteria & pathogens and trash & debris. The stormwater first enters the splitter box and diverts the first flush of stormwater into the sedimentation basin where the pollutants have time to settle out before the stormwater passes through the gabion wall/flow spreader. The gabion wall acts as another filter to collect additional floatable debris while spreading out concentrated flow into sheet flow into a secondary filtration basin where the stormwater is then filtered through the sand bed and enters the underdrain conveyance system through perforated pipes where its conveyed to the MS4. The pond is located at the end of the process. See Pollution Control Property Description Table in Section V of the attached Use Determination Supplemental. | Pending as of December 1, 2025 | 2025-11-20 07:08 | 1840000 | 100
27897 | T1 | MID-AMERICA APARTMENTS LP | VERDE WELLS BRANCH APARTMENTS | 1630 WELLS BRANCH PKWY | AUSTIN | TX | 78728 | TRAVIS | CN603311911 | RN105322580 | The Water Quality Pond and its components collect the first flush of stormwater containing pollutants like sediment & suspended solids nutrients heavy metals, oil, grease, & hydrocarbons bacteria & pathogens and trash & debris. The stormwater first enters the splitter box and diverts the first flush of stormwater into the sedimentation basin where the pollutants have time to settle out before the stormwater passes through the gabion wall/flow spreader. The gabion wall acts as another filter to collect additional floatable debris while spreading out concentrated flow into sheet flow into a secondary filtration basin where the stormwater is then filtered through the sand bed and enters the underdrain conveyance system through perforated pipes where it is conveyed to the MS4. The pond is located at the end of the process. See Pollution Control Property Description Table in Section V of the attached Use Determination Supplemental. | Pending as of December 1, 2025 | 2025-11-20 07:08 | 1535000 | 100
27898 | T1 | MID-AMERICA APARTMENTS LP | COLONIAL GRAND AT S LAMAR | 1500 S LAMAR BLVD | AUSTIN | TX | 78704 | TRAVIS | CN603311911 | RN112205000 | The Water Quality Vault and its components collect the first flush of stormwater containing pollutants like sediment & suspended solids nutrients heavy metals, oil, grease, & hydrocarbons bacteria & pathogens and trash & debris. The stormwater first enters the splitter box and diverts the first flush of stormwater into the sedimentation basin where the pollutants have time to settle out before the stormwater passes through the gabion wall/flow spreader. The gabion wall acts as another filter to collect additional floatable debris while spreading out the concentrated flow into sheet flow into a secondary filtration basin where the stormwater is then filtered through the sand bed and enters the underdrain conveyance system through perforated pipes where its conveyed to a stormwater pump station. From there it is pumped into the MS4. the vault is located at the end of the process. See pollution Control Property Description Table in Section V of the attached Use Determination Supplemental. | Pending as of December 1, 2025 | 2025-11-20 07:09 | 3010000 | 100
27899 | T1 | MID-AMERICA APARTMENTS LP | COLONIAL GRAND AT CITYWAY | 11001 S 1ST ST | AUSTIN | TX | 78748 | TRAVIS | CN603311911 | RN106119548 | The WQ Pond and its components collect the first flush of stormwater containing pollutants like sediment suspended solids nutrients heavy metals, oil, grease, & hydrocarbons bacteria & pathogens and trash & debris. The stormwater first enters the splitter box and diverts the first flush of stormwater into the sedimentation basin where the pollutants have time to settle out before the stormwater passes through the gabion wall/flow spreader. The gabion wall acts as another filter to collect additional floatable debris while spreading out concentrated flow into sheet flow into a secondary filtration basin where the stormwater is then filtered through the sand bed and enters the detention pond where its conveyed to the stormwater pump station. From there the stormwater is pumped to the rock riprap spreader/infiltration that infiltrates in the ground to promote groundwater recharge. The pond is located in the middle of the process. The 17,000 square foot Rock Riprap Spreader/Infiltration Inlets is designed to allow for treated stormwater flows and volumes to be infiltrated into existing soil for additional WQ treatment while excess volumes are dispersed throughout the Rock Riprap width as overland flow. The 268,000 square foot SWQ Vegetated Open Channel conveys and treats the offsite drainage to an infiltration basin. See Pollution Control Property Description Table in Section V of the attached Use Determination Supplemental. | Pending as of December 1, 2025 | 2025-11-20 07:09 | 2840000 | 100
27900 | T1 | MID-AMERICA APARTMENTS LP | COLONIAL GRAND AT DOUBLE CREEK | 1901 ONION CREEK PKWY | AUSTIN | TX | 78748 | TRAVIS | CN603311911 | RN105532659 | Water Quality Pond A and its components collect the first flush of stormwater containing pollutants like sediment & suspended solids nutrients heavy metals, oil, grease, & hydrocarbons bacteria & pathogens and trash & debris. The stormwater first enters the splitter box and diverts the first flush of stormwater into the sedimentation basin where the pollutants have time to settle out before the stormwater passes through the gabion wall/flow spreader. The gabion wall acts as another filter to collect additional floatable debris while spreading out the concentrated flow into sheet flow into a secondary filtration basin where the stormwater is then filtered through the sand bed and enters the underdrain conveyance system through perforated pipes where its conveyed to the outfall into the MS4. Water Quality Basin B is similar except there are two splitter boxes and the stormwater passes through the gabion wall/flow spreader and enters a biofiltration basin where the stormwater is filtered further before it is captured by the underdrain conveyance system through perforated pipes and discharged into the Floodplain/WQTZ/Drainage Easement. Both ponds are located in the middle of the process. The 7.48 acre Floodplain/WQTZ/Drainage Easement has grading improvements to provide additional enhanced water quality filtration through riparian vegetation. The 49,200 square foot SWQ Vegetated Open Channel conveys and treats the offsite drainage to the riparian floodplain within the 100 wide drainage easement. See the Pollution Control Property Description Table in Section V of the attached Use Determination Supplemental. | Pending as of December 1, 2025 | 2025-11-20 07:09 | 3410236 | 100
27901 | T3 | GULF COAST GROWTH VENTURES LLC | GULF COAST GROWTH VENTURES | 4589 FM 2986 | GREGORY | TX | 78359 | SAN PATRICIO | CN605632439 | RN109753731 | Catalyst bed used in tandem with furnace ammonia injection system approved via App 805043 to reduce nitrogen oxides NOX emissions from combustion sources for 8 furnaces and 3 boilers. The exhaust gases mix with ammonia and pass through the SCR catalyst bed converting Nox into nitrogen and water. | Pending as of December 1, 2025 | 2025-11-21 09:51 | 43772300 | 94
27902 | T1 | 7-ELEVEN INC | 7 ELEVEN STORE 25298 | 1865 E ROSEMEADE PKWY | CARROLLTON | TX | 75007 | DENTON | CN600240329 | RN102432754 | Double Walled Underground Tank - 10,000 GallonsDouble walled underground tanks to provide extra protection against gasoline leaks.Double Walled Underground Tank - 20,000 GallonsDouble walled underground tanks to provide extra protection against gasoline leaks.Gas Overfill/Overspill BucketsUsed to contain leaks and spills from dispensers and pumps.Gas Overfill/Overspill BucketsUsed to contain leaks and spills from dispensers and pumps.Gas Overfill/Overspill BucketsUsed to contain leaks and spills from dispensers and pumps.Gas Tank MonitorMonitors secondary containment in interstitial space for tanks or piping. Used to detect leaks and overfilling. | Pending as of December 1, 2025 | 2025-11-21 16:19 | 202723 | 100
27903 | T1 | 7-ELEVEN INC | 7-ELEVEN STORE 38224 | 17535 FISHTRAP RD | PROSPER | TX | 75078 | DENTON | CN600240329 | RN110049921 | Double Walled Underground Tank - 10,000 GallonsDouble walled underground tanks to provide extra protection against gasoline leaks.Double Walled Underground Tank - 10,000 GallonsDouble walled underground tanks to provide extra protection against gasoline leaks.Gas Overfill/Overspill BucketsUsed to contain leaks and spills from dispensers and pumps.Gas Overfill/Overspill BucketsUsed to contain leaks and spills from dispensers and pumps.Gas Overfill/Overspill BucketsUsed to contain leaks and spills from dispensers and pumps. | Pending as of December 1, 2025 | 2025-11-21 16:20 | 204117 | 100
27904 | T1 | 7-ELEVEN INC | 7-ELEVEN 42286 | 3108 N SHARY RD | MISSION | TX | 78574 | HIDALGO | CN600240329 | RN111664751 | Double Walled Underground PipingDouble walled piping to prevent leaks and loss of gas into ground.Double Walled Underground Tank - 20,000 GallonsDouble walled underground tanks to provide extra protection against gasoline leaks.Gas Overfill/Overspill BucketsUsed to contain leaks and spills from dispensers and pumps.Gas Tank MonitorMonitors secondary containment in interstitial space for tanks or piping. Used to detect leaks and overfilling.Gas Tank ProbesProvides underground tank level indicators to detect in-tank leaks and manage fuel inventory. | Pending as of December 1, 2025 | 2025-11-21 16:20 | 206586 | 100
27905 | T1 | 7-ELEVEN INC | 7-ELEVEN STORE 38262 | 1401 W PIONEER PKWY | GRAND PRAIRIE | TX | 75051 | DALLAS | CN600240329 | RN109829614 | Double Walled Underground Tank - 10,000 GallonsDouble walled underground tanks to provide extra protection against gasoline leaks.Double Walled Underground Tank - 20,000 GallonsDouble walled underground tanks to provide extra protection against gasoline leaks.Gas Overfill/Overspill BucketsUsed to contain leaks and spills from dispensers and pumps.Gas Overfill/Overspill BucketsUsed to contain leaks and spills from dispensers and pumps.Gas Overfill/Overspill BucketsUsed to contain leaks and spills from dispensers and pumps. | Pending as of December 1, 2025 | 2025-11-21 16:20 | 206746 | 100
27906 | T1 | 7-ELEVEN INC | 7 ELEVEN STORE 41839 | 2000 US 90 | LIBERTY | TX | 77575 | LIBERTY | CN600240329 | RN110809407 | Backflow Valve PreventerPrevents the overfilling of gasoline in underground tank.Double Walled Underground PipingDouble walled piping to prevent leaks and loss of gas into ground.Double Walled Underground Tank - 10,000 GallonsDouble walled underground tanks to provide extra protection against gasoline leaks.Double Walled Underground Tank - 10,000 GallonsDouble walled underground tanks to provide extra protection against gasoline leaks.Double Walled Underground Tank - 20,000 GallonsDouble walled underground tanks to provide extra protection against gasoline leaks.Gas Tank MonitorMonitors secondary containment in interstitial space for tanks or piping. Used to detect leaks and overfilling.Gas Tank ProbesProvides underground tank level indicators to detect in-tank leaks and manage fuel inventory. | Pending as of December 1, 2025 | 2025-11-21 16:20 | 207106 | 100
27907 | T1 | 7-ELEVEN INC | 7 ELEVEN STORE 26342 | 101 E GLADE RD | EULESS | TX | 76039 | TARRANT | CN600240329 | RN102435518 | Automatic Leak DetectorsDetects and prevents prolonged leaks in pipeline or tank.Gas Tank ProbesProvides underground tank level indicators to detect in-tank leaks and manage fuel inventory.Double Walled Underground Tank - 10,000 GallonsDouble walled underground tanks to provide extra protection against gasoline leaks. | Pending as of December 1, 2025 | 2025-11-21 16:20 | 211289 | 100
27908 | T1 | 7-ELEVEN INC | 7-ELEVEN STORE 38527 | 1431 E MAIN ST | MIDLOTHIAN | TX | 76065 | ELLIS | CN600240329 | RN110698792 | Double Walled Underground Tank - 10,000 GallonsDouble walled underground tanks to provide extra protection against gasoline leaks.Double Walled Underground Tank - 20,000 GallonsDouble walled underground tanks to provide extra protection against gasoline leaks.Gas Overfill/Overspill BucketsUsed to contain leaks and spills from dispensers and pumps.Gas Overfill/Overspill BucketsUsed to contain leaks and spills from dispensers and pumps.Gas Overfill/Overspill BucketsUsed to contain leaks and spills from dispensers and pumps.Gas Overfill/Overspill BucketsUsed to contain leaks and spills from dispensers and pumps.Gas Overfill/Overspill BucketsUsed to contain leaks and spills from dispensers and pumps.Gas Tank MonitorMonitors secondary containment in interstitial space for tanks or piping. Used to detect leaks and overfilling. | Pending as of December 1, 2025 | 2025-11-21 16:20 | 211655 | 100
27909 | T1 | 7-ELEVEN INC | 7-ELEVEN STORE 36594 | 11808 BANDERA RD | HELOTES | TX | 78023 | BEXAR | CN600240329 | RN102658895 | Double Walled Underground PipingDouble walled piping to prevent leaks and loss of gas into ground.Double Walled Underground Tank - 10,000 GallonsDouble walled underground tanks to provide extra protection against gasoline leaks.Double Walled Underground Tank - 10,000 GallonsDouble walled underground tanks to provide extra protection against gasoline leaks.Double Walled Underground Tank - 10,000 GallonsDouble walled underground tanks to provide extra protection against gasoline leaks.Gas Concrete Tank PadConcrete paving above underground tanks and pipes.Gas Overfill/Overspill BucketsUsed to contain leaks and spills from dispensers and pumps.Gas Overfill/Overspill BucketsUsed to contain leaks and spills from dispensers and pumps.Gas Overfill/Overspill BucketsUsed to contain leaks and spills from dispensers and pumps.Gas Tank MonitorMonitors secondary containment in interstitial space for tanks or piping. Used to detect leaks and overfilling.Gas Tank ProbesProvides underground tank level indicators to detect in-tank leaks and manage fuel inventory. | Pending as of December 1, 2025 | 2025-11-21 16:20 | 211892 | 100
27910 | T1 | 7-ELEVEN INC | 7-ELEVEN 34650 | 1541 E UNIVERSITY DR | PROSPER | TX | 75078 | COLLIN | CN600240329 | RN106428550 | Double Walled Underground Tank - 10,000 GallonsDouble walled underground tanks to provide extra protection against gasoline leaks.Double Walled Underground Tank - 20,000 GallonsDouble walled underground tanks to provide extra protection against gasoline leaks.Gas Concrete Tank PadConcrete paving above underground tanks and pipes.Gas Tank MonitorMonitors secondary containment in interstitial space for tanks or piping. Used to detect leaks and overfilling. | Pending as of December 1, 2025 | 2025-11-21 16:20 | 215578 | 100
27911 | T1 | 7-ELEVEN INC | 7 ELEVEN STORE 25842 | 3640 GUS THOMASSON RD | MESQUITE | TX | 75150 | DALLAS | CN600240329 | RN102235629 | Double Walled Underground Tank - 10,000 GallonsDouble walled underground tanks to provide extra protection against gasoline leaks.Double Walled Underground Tank - 20,000 GallonsDouble walled underground tanks to provide extra protection against gasoline leaks.Gas Overfill/Overspill ManholeUsed to contain leaks and spills from dispensers and pumps.Gas Tank MonitorMonitors secondary containment in interstitial space for tanks or piping. Used to detect leaks and overfilling.Gas Tank MonitorMonitors secondary containment in interstitial space for tanks or piping. Used to detect leaks and overfilling. | Pending as of December 1, 2025 | 2025-11-21 16:21 | 217464 | 100
27912 | T1 | 7-ELEVEN INC | 7-ELEVEN STORE 41037 | 702 S HOME ST | CORRIGAN | TX | 75939 | POLK | CN600240329 | RN106546815 | Automatic Leak DetectorsDetects and prevents prolonged leaks in pipeline or tank.Backflow Valve PreventerPrevents the overfilling of gasoline in underground tank.Double Walled Underground PipingDouble walled piping to prevent leaks and loss of gas into ground.Double Walled Underground Tank - 10,000 GallonsDouble walled underground tanks to provide extra protection against gasoline leaks.Double Walled Underground Tank - 10,000 GallonsDouble walled underground tanks to provide extra protection against gasoline leaks.Gas Overfill/Overspill ManholeUsed to contain leaks and spills from dispensers and pumps.Gas Tank MonitorMonitors secondary containment in interstitial space for tanks or piping. Used to detect leaks and overfilling.Gas Tank MonitorMonitors secondary containment in interstitial space for tanks or piping. Used to detect leaks and overfilling. | Pending as of December 1, 2025 | 2025-11-21 16:26 | 232804 | 100
27913 | T1 | 7-ELEVEN INC | STRIPES 2422 - 80013686 | 1003 W CENTRAL AVE | COMANCHE | TX | 76442 | COMANCHE | CN600240329 | RN106601933 | Double Walled Underground Tank - 10,000 GallonsDouble walled underground tanks to provide extra protection against gasoline leaks. | Pending as of December 1, 2025 | 2025-11-21 16:26 | 228800 | 100
27914 | T1 | 7-ELEVEN INC | STRIPES 9823 | 202 N ED CAREY DR | HARLINGEN | TX | 78550 | CAMERON | CN600240329 | RN102351434 | Double Walled Underground PipingDouble walled piping to prevent leaks and loss of gas into ground.Double Walled Underground PipingDouble walled piping to prevent leaks and loss of gas into ground.Gas Concrete Tank PadConcrete paving above underground tanks and pipes.Gas Drop TubesComponent of automatic shut-off valve system used to prevent overfilling of underground storage tanks.Gas Overfill/Overspill ManholeUsed to contain leaks and spills from dispensers and pumps.Gas Overfill/Overspill ManholeUsed to contain leaks and spills from dispensers and pumps.Gas Overfill/Overspill ManholeUsed to contain leaks and spills from dispensers and pumps.Gas Tank MonitorMonitors secondary containment in interstitial space for tanks or piping. Used to detect leaks and overfilling.Gas Tank ProbesProvides underground tank level indicators to detect in-tank leaks and manage fuel inventory. | Pending as of December 1, 2025 | 2025-11-21 16:26 | 226374 | 100
27915 | T1 | 7-ELEVEN INC | 7 ELEVEN STORE 42117 | 11510 FM 529 RD | JERSEY VILLAGE | TX | 77041 | HARRIS | CN600240329 | RN111466678 | Double Walled Underground PipingDouble walled piping to prevent leaks and loss of gas into ground.Double Walled Underground Tank - 10,000 GallonsDouble walled underground tanks to provide extra protection against gasoline leaks.Double Walled Underground Tank - 20,000 GallonsDouble walled underground tanks to provide extra protection against gasoline leaks.Gas Tank MonitorMonitors secondary containment in interstitial space for tanks or piping. Used to detect leaks and overfilling. | Pending as of December 1, 2025 | 2025-11-21 16:26 | 225622 | 100
27916 | T1 | 7-ELEVEN INC | 7-ELEVEN 35677 | 1815 S GOLIAD ST | ROCKWALL | TX | 75087 | ROCKWALL | CN600240329 | RN106548639 | Double Walled Underground Tank - 20,000 GallonsDouble walled underground tanks to provide extra protection against gasoline leaks.Double Walled Underground Tank - 10,000 GallonsDouble walled underground tanks to provide extra protection against gasoline leaks.Gas Concrete Tank PadConcrete paving above underground tanks and pipes. | Pending as of December 1, 2025 | 2025-11-21 16:26 | 224967 | 100
27917 | T1 | 7-ELEVEN INC | 7-ELEVEN 35474 | 7567 GREENVILLE AVE | DALLAS | TX | 75231 | DALLAS | CN600240329 | RN106512817 | Gas Concrete Tank PadConcrete paving above underground tanks and pipes.Double Walled Underground Tank - 20,000 GallonsDouble walled underground tanks to provide extra protection against gasoline leaks.Double Walled Underground Tank - 10,000 GallonsDouble walled underground tanks to provide extra protection against gasoline leaks. | Pending as of December 1, 2025 | 2025-11-21 16:26 | 222870 | 100
27918 | T1 | 7-ELEVEN INC | KAYSERS AUTOMOTIVE SERVICES | 1302 VANCE JACKSON RD | SAN ANTONIO | TX | 78201 | BEXAR | CN600240329 | RN101632404 | Backflow Valve PreventerPrevents the overfilling of gasoline in underground tank.Gas Overfill/Overspill BucketsUsed to contain leaks and spills from dispensers and pumps.Gas Overfill/Overspill BucketsUsed to contain leaks and spills from dispensers and pumps.Gas Overfill/Overspill BucketsUsed to contain leaks and spills from dispensers and pumps.Double Walled Underground Tank - 10,000 GallonsDouble walled underground tanks to provide extra protection against gasoline leaks.Double Walled Underground Tank - 20,000 GallonsDouble walled underground tanks to provide extra protection against gasoline leaks. | Pending as of December 1, 2025 | 2025-11-21 16:26 | 219518 | 100
27919 | T1 | 7-ELEVEN INC | STRIPES 2254 - 80004865 | 403 AVENUE Q | LUBBOCK | TX | 79401 | LUBBOCK | CN600240329 | RN106391618 | Double Walled Underground Tank - 10,000 GallonsDouble walled underground tanks to provide extra protection against gasoline leaks.Double Walled Underground Tank - 10,000 GallonsDouble walled underground tanks to provide extra protection against gasoline leaks.Double Walled Underground Tank - 10,000 GallonsDouble walled underground tanks to provide extra protection against gasoline leaks. Double Walled Underground Tank - 10,000 GallonsDouble walled underground tanks to provide extra protection against gasoline leaks. | Pending as of December 1, 2025 | 2025-11-21 16:27 | 217800 | 100
27920 | T1 | 7-ELEVEN INC | SHELL | 100 E INTERSTATE 20 | ARLINGTON | TX | 76018 | TARRANT | CN600240329 | RN102144235 | Automatic Leak DetectorsDetects and prevents prolonged leaks in pipeline or tank.Automatic Leak DetectorsDetects and prevents prolonged leaks in pipeline or tank.Double Walled Underground Tank - 10,000 GallonsDouble walled underground tanks to provide extra protection against gasoline leaks.Double Walled Underground Tank - 10,000 GallonsDouble walled underground tanks to provide extra protection against gasoline leaks.Double Walled Underground Tank - 20,000 GallonsDouble walled underground tanks to provide extra protection against gasoline leaks.Gas Concrete Tank PadConcrete paving above underground tanks and pipes.Gas Drop TubesComponent of automatic shut-off valve system used to prevent overfilling of underground storage tanks.Gas Overfill/Overspill BucketsUsed to contain leaks and spills from dispensers and pumps.Gas Tank MonitorMonitors secondary containment in interstitial space for tanks or piping. Used to detect leaks and overfilling.Gas Tank MonitorMonitors secondary containment in interstitial space for tanks or piping. Used to detect leaks and overfilling. | Pending as of December 1, 2025 | 2025-11-21 16:29 | 217464 | 100
27921 | T1 | 7-ELEVEN INC | 7 ELEVEN STORE 42059 | 8535 FM 1960 RD W | HUMBLE | TX | 77338 | HARRIS | CN600240329 | RN111396404 | Backflow Valve PreventerPrevents the overfilling of gasoline in underground tank.Backflow Valve PreventerPrevents the overfilling of gasoline in underground tank.Double Walled Underground PipingDouble walled piping to prevent leaks and loss of gas into ground.Double Walled Underground Tank - 10,000 GallonsDouble walled underground tanks to provide extra protection against gasoline leaks.Double Walled Underground Tank - 10,000 GallonsDouble walled underground tanks to provide extra protection against gasoline leaks.Double Walled Underground Tank - 10,000 GallonsDouble walled underground tanks to provide extra protection against gasoline leaks.Double Walled Underground Tank - 20,000 GallonsDouble walled underground tanks to provide extra protection against gasoline leaks.Gas Overfill/Overspill ManholeUsed to contain leaks and spills from dispensers and pumps.Gas Overfill/Overspill ManholeUsed to contain leaks and spills from dispensers and pumps.Gas Overfill/Overspill ManholeUsed to contain leaks and spills from dispensers and pumps.Gas Overfill/Overspill ManholeUsed to contain leaks and spills from dispensers and pumps.Gas Overfill/Overspill ManholeUsed to contain leaks and spills from dispensers and pumps.Gas Overfill/Overspill ManholeUsed to contain leaks and spills from dispensers and pumps.Gas Tank MonitorMonitors secondary containment in interstitial space for tanks or piping. Used to detect leaks and overfilling.Gas Tank ProbesProvides underground tank level indicators to detect in-tank leaks and manage fuel inventory. | Pending as of December 1, 2025 | 2025-11-21 16:29 | 220386 | 100
27922 | T1 | 7-ELEVEN INC | 7-ELEVEN 35410 | 7650 CAMPBELL RD | DALLAS | TX | 75248 | DALLAS | CN600240329 | RN102655453 | Automatic Leak DetectorsDetects and prevents prolonged leaks in pipeline or tank.Double Walled Underground Tank - 10,000 GallonsDouble walled underground tanks to provide extra protection against gasoline leaks.Double Walled Underground Tank - 20,000 GallonsDouble walled underground tanks to provide extra protection against gasoline leaks.Gas Overfill/Overspill BucketsUsed to contain leaks and spills from dispensers and pumps. | Pending as of December 1, 2025 | 2025-11-21 16:32 | 232870 | 100
27923 | T1 | 7-ELEVEN INC | 7-ELEVEN STORE 36642 | 7715 E BEN WHITE BLVD | AUSTIN | TX | 78744 | TRAVIS | CN600240329 | RN104362827 | Gas Tank MonitorMonitors secondary containment in interstitial space for tanks or piping. Used to detect leaks and overfilling.Double Walled Underground PipingDouble walled piping to prevent leaks and loss of gas into ground.Gas Tank ProbesProvides underground tank level indicators to detect in-tank leaks and manage fuel inventory.Double Walled Underground Tank - 10,000 GallonsDouble walled underground tanks to provide extra protection against gasoline leaks.Double Walled Underground Tank - 10,000 GallonsDouble walled underground tanks to provide extra protection against gasoline leaks.Double Walled Underground Tank - 10,000 GallonsDouble walled underground tanks to provide extra protection against gasoline leaks.Gas Overfill/Overspill ManholeUsed to contain leaks and spills from dispensers and pumps. | Pending as of December 1, 2025 | 2025-11-21 16:32 | 234869 | 100
27924 | T1 | 7-ELEVEN INC | 7-ELEVEN STORE 38065 | 9944 BLUE MOUND RD | FORT WORTH | TX | 76131 | TARRANT | CN600240329 | RN109789651 | Gas Overfill/Overspill BucketsUsed to contain leaks and spills from dispensers and pumps.Gas Overfill/Overspill BucketsUsed to contain leaks and spills from dispensers and pumps.Gas Overfill/Overspill BucketsUsed to contain leaks and spills from dispensers and pumps.Double Walled Underground Tank - 20,000 GallonsDouble walled underground tanks to provide extra protection against gasoline leaks.Double Walled Underground Tank - 10,000 GallonsDouble walled underground tanks to provide extra protection against gasoline leaks. | Pending as of December 1, 2025 | 2025-11-21 16:33 | 234943 | 100
27925 | T1 | 7-ELEVEN INC | 7-ELEVEN STORE 35761 | 1426 BELT LINE RD | GARLAND | TX | 75044 | DALLAS | CN600240329 | RN102365590 | Gas Concrete Tank PadConcrete paving above underground tanks and pipes.Double Walled Underground Tank - 10,000 GallonsDouble walled underground tanks to provide extra protection against gasoline leaks.Double Walled Underground Tank - 20,000 GallonsDouble walled underground tanks to provide extra protection against gasoline leaks.Gas Tank MonitorMonitors secondary containment in interstitial space for tanks or piping. Used to detect leaks and overfilling.Gas Tank MonitorMonitors secondary containment in interstitial space for tanks or piping. Used to detect leaks and overfilling. | Pending as of December 1, 2025 | 2025-11-21 16:33 | 236043 | 100
27926 | T1 | 7-ELEVEN INC | STRIPES 7306 | 803 S BRIDGE AVE | WESLACO | TX | 78596 | HIDALGO | CN600240329 | RN102347218 | Backflow Valve PreventerPrevents the overfilling of gasoline in underground tank.-Backflow Valve Preventer,Gas Tank MonitorMonitors secondary containment in interstitial space for tanks or piping. Used to detect leaks and overfilling.-Gas Tank Monitor,Double Walled Underground Tank - 10,000 GallonsDouble walled underground tanks to provide extra protection against gasoline leaks.-Double Walled Underground Tank - 10,000 Gallons,Double Walled Underground Tank - 20,000 GallonsDouble walled underground tanks to provide extra protection against gasoline leaks.-Double Walled Underground Tank - 20,000 Gallons | Pending as of December 1, 2025 | 2025-11-21 16:33 | 236359 | 100
27927 | T1 | 7-ELEVEN INC | 7-ELEVEN 42164 | 564 STATE HIGHWAY 21 E | CALDWELL | TX | 77836 | BURLESON | CN600240329 | RN111461562 | Double Walled Underground PipingDouble walled piping to prevent leaks and loss of gas into ground.-Double Walled Underground Piping,Double Walled Underground Tank - 10,000 GallonsDouble walled underground tanks to provide extra protection against gasoline leaks.-Double Walled Underground Tank - 10,000 Gallons,Double Walled Underground Tank - 20,000 GallonsDouble walled underground tanks to provide extra protection against gasoline leaks.-Double Walled Underground Tank - 20,000 Gallons,Gas Tank MonitorMonitors secondary containment in interstitial space for tanks or piping. Used to detect leaks and overfilling.-Gas Tank Monitor,Gas Tank MonitorMonitors secondary containment in interstitial space for tanks or piping. Used to detect leaks and overfilling.-Gas Tank Monitor | Pending as of December 1, 2025 | 2025-11-21 16:33 | 236601 | 100
27928 | T1 | 7-ELEVEN INC | 7-ELEVEN 42255 | 17010 US HIGHWAY 59 N | HUMBLE | TX | 77396 | HARRIS | CN600240329 | RN111708954 | Double Walled Underground PipingDouble walled piping to prevent leaks and loss of gas into ground.-Double Walled Underground Piping,Double Walled Underground Tank - 10,000 GallonsDouble walled underground tanks to provide extra protection against gasoline leaks.-Double Walled Underground Tank - 10,000 Gallons,Double Walled Underground Tank - 20,000 GallonsDouble walled underground tanks to provide extra protection against gasoline leaks.-Double Walled Underground Tank - 20,000 Gallons,Gas Overfill/Overspill BucketsUsed to contain leaks and spills from dispensers and pumps.-Gas Overfill/Overspill Buckets,Gas Tank MonitorMonitors secondary containment in interstitial space for tanks or piping. Used to detect leaks and overfilling.-Gas Tank Monitor, Gas Tank ProbesProvides underground tank level indicators to detect in-tank leaks and manage fuel inventory.-Gas Tank Probes | Pending as of December 1, 2025 | 2025-11-21 16:33 | 237399 | 100
27929 | T1 | 7-ELEVEN INC | 7-ELEVEN STORE 35509 | 3900 COLLEYVILLE BLVD | COLLEYVILLE | TX | 76034 | TARRANT | CN600240329 | RN106418924 | Automatic Leak DetectorsDetects and prevents prolonged leaks in pipeline or tank.-Automatic Leak Detectors,Double Walled Underground Tank - 10,000 GallonsDouble walled underground tanks to provide extra protection against gasoline leaks.-Double Walled Underground Tank - 10,000 Gallons,Double Walled Underground Tank - 20,000 GallonsDouble walled underground tanks to provide extra protection against gasoline leaks.-Double Walled Underground Tank - 20,000 Gallons,Gas Concrete Tank PadConcrete paving above underground tanks and pipes.-Gas Concrete Tank Pad,Gas Drop TubesComponent of automatic shut-off valve system used to prevent overfilling of underground storage tanks.-Gas Drop Tubes,Gas Overfill/Overspill ManholeUsed to contain leaks and spills from dispensers and pumps.-Gas Overfill/Overspill Manhole,Gas Tank MonitorMonitors secondary containment in interstitial space for tanks or piping. Used to detect leaks and overfilling.-Gas Tank Monitor | Pending as of December 1, 2025 | 2025-11-21 16:33 | 237717 | 100
27930 | T1 | 7-ELEVEN INC | 7 ELEVEN STORE 24008 | 5101 N LAMAR BLVD | AUSTIN | TX | 78751 | TRAVIS | CN600240329 | RN102015401 | Double Walled Underground Tank - 10,000 GallonsDouble walled underground tanks to provide extra protection against gasoline leaks.-Double Walled Underground Tank - 10,000 Gallons,Double Walled Underground Tank - 20,000 GallonsDouble walled underground tanks to provide extra protection against gasoline leaks.-Double Walled Underground Tank - 20,000 Gallons,Gas Concrete Tank PadConcrete paving above underground tanks and pipes.-Gas Concrete Tank Pad,Gas Overfill/Overspill BucketsUsed to contain leaks and spills from dispensers and pumps.-Gas Overfill/Overspill Buckets,Gas Overfill/Overspill ManholeUsed to contain leaks and spills from dispensers and pumps.-Gas Overfill/Overspill Manhole,Gas Tank MonitorMonitors secondary containment in interstitial space for tanks or piping. Used to detect leaks and overfilling.-Gas Tank Monitor,Gas Tank ProbesProvides underground tank level indicators to detect in-tank leaks and manage fuel inventory.-Gas Tank Probes | Pending as of December 1, 2025 | 2025-11-21 16:33 | 238179 | 100
27931 | T1 | 7-ELEVEN INC | 7-ELEVEN STORE 38627 | 3712 LIVE OAK ST | DALLAS | TX | 75204 | DALLAS | CN600240329 | RN110786951 | Double Walled Underground PipingDouble walled piping to prevent leaks and loss of gas into ground.-Double Walled Underground Piping,Double Walled Underground Tank - 10,000 GallonsDouble walled underground tanks to provide extra protection against gasoline leaks.-Double Walled Underground Tank - 10,000 Gallons, Double Walled Underground Tank - 20,000 GallonsDouble walled underground tanks to provide extra protection against gasoline leaks.-Double Walled Underground Tank - 20,000 Gallons,Gas Tank MonitorMonitors secondary containment in interstitial space for tanks or piping. Used to detect leaks and overfilling.-Gas Tank Monitor,Gas Tank ProbesProvides underground tank level indicators to detect in-tank leaks and manage fuel inventory.-Gas Tank Probes | Pending as of December 1, 2025 | 2025-11-21 16:33 | 240841 | 100
27932 | T1 | GOLDEN TRIANGLE POLYMERS COMPANY LLC | GOLDEN TRIANGLE POLYMERS PLANT | 850 FOREMAN RD | ORANGE | TX | 77630 | ORANGE | CN606046183 | RN110935285 | Dual mechanical-seal pumps and sealless pumps are designed to prevent process fluids and vapors from escaping during operation. Dual seals use two sealing surfaces with a barrier fluid to contain emissions, while sealless pumps eliminate the shaft seal entirely, removing the main leak point on a pump. Both technologies significantly reduce fugitive emissions, helping control and prevent the release of VOCs and other pollutants into the environment. See the attached list for the specific pump locations. | Pending as of December 1, 2025 | 2025-11-25 10:36 | 10569536 | 100
27933 | T1 | ENBRIDGE INGLESIDE OIL TERMINAL LLC | ENBRIDGE INGLESIDE OIL TERMINAL | 1450 LEXINGTON BLVD | INGLESIDE | TX | 78362 | SAN PATRICIO | CN605636521 | RN101225746 | Ingleside Energy Center Background Enbridge Ingleside Oil Pipeline, LLC the Companys or Enbridge Ingleside Energy Center the Facility is located in Ingleside, San Patricio County, Texas. The Facility consists of thirty-six 36 storage tanks. The Facility receives product via transmission pipeline via Eagle Ford Shale and Permian Basin plays. Pollution Control Property Description Secondary Containment Additions The Facility has installed Secondary Containment Additions to contain and collect small quantities of leaked and/or spilled petroleum or petroleum products from Facility storage tanks, transport vehicle loading and unloading facilities, and associated equipment piping and pumps at the Facility. The Facility Secondary Containment Additions included within this Application include new berms, diking, drip pans, concrete slabs, and collection for the Phase VII expansion. The Subject Secondary Containment Additions are related to the following 5 Tanks in service in 2025 Tank 140 Tank 141 Tank 142 Tank 143 Tank 144 The subject Facility Secondary Containment installations prevent any inadvertently leaked/spilled materials from contaminating the land and waters of the State of Texas. A Facility site plan, Attachment A, highlighting the subject Secondary Containment Additions in red, is attached. | Pending as of December 1, 2025 | 2025-11-25 11:07 | 1112765 | 100
27934 | T1 | ENBRIDGE INGLESIDE OIL TERMINAL LLC | ENBRIDGE INGLESIDE OIL TERMINAL | 1450 LEXINGTON BLVD | INGLESIDE | TX | 78362 | SAN PATRICIO | CN605636521 | RN101225746 | Ingleside Energy Center Background Enbridge Ingleside Oil Pipeline, LLC the Companys or Enbridges Ingleside Energy Center the Facility is located in Ingleside, San Patricio County, Texas. The Facility consists of thirty six 36 storage tanks. The Facility receives product via transmission pipeline via Eagle Ford Shale and Permian Basin plays. Pollution Control Property Description Tank Coatings and Cathodic Protection The Coatings and Cathodic Protection for Spill and Leakage Prevention System were installed to mitigate corrosion of Facility petroleum products storage tanks and associated piping minimizing and/or preventing any resultant leakage or spill of petroleum or petroleum products. Installed protective coatings and/or paints are applied to the storage tanks and their appurtenances to form a barrier against moisture or other corrosive substances. The Facilitys cathodic protection utilize sacrificial anodes and electrochemical principles to protect the storage tanks and their appurtenances from corrosion. The Subject Cathodic Protection and Pipe Coatings is related to the following 5 Tanks currently under construction Tank 140, Tank 141, Tank 142, Tank 143, and Tank 144. The Facilitys Coatings and Cathodic Protection System are used to control and or prevent the degradation of metal tanks and associated piping through which the inadvertent release of petroleum or petroleum products could contaminate the surface waters and groundwaters of the State of Texas. | Pending as of December 1, 2025 | 2025-11-25 11:08 | 2046799 | 100
27935 | T1 | ENBRIDGE INGLESIDE OIL TERMINAL LLC | ENBRIDGE INGLESIDE OIL TERMINAL | 1450 LEXINGTON BLVD | INGLESIDE | TX | 78362 | SAN PATRICIO | CN605636521 | RN101225746 | Ingleside Energy Center Background Enbridge Ingleside Oil Pipeline, LLC the Companys or Enbridge Ingleside Energy Center the Facility is located in Ingleside, San Patricio County, Texas. The Facility consists of thirty-six 36 storage tanks. The Facility receives product via transmission pipeline via Eagle Ford Shale and Permian Basin plays. Pollution Control Property Description - Internal Floating Roof Addition Internal Floating Roofs IFRs installed at the Facility reduce and/or eliminate fugitive volatile organic compound emissions VOCs that may result from the storage of petroleum products at the Facility. IFRs reduce the vapor space above liquid stored in tanks, thereby controlling any evaporative VOC emissions. An IFR was installed on the following Facility Storage Tanks during Phase VII expansion efforts Tank No. IFR In-Service Diameter FT Volume bbl Cost 140 2025 210 954,287 141 2025 210 954,287 142 2025 210 954,287 143 2025 210 954,287 144 2025 210 954,287 Total 4,771,437 The Facilitys Internal Floating Roofs reduce and/or eliminate fugitive emissions that may otherwise cause pollution of the atmosphere of the State of Texas. | Pending as of December 1, 2025 | 2025-11-25 11:08 | 4771436 | 100
27936 | T1 | RD FOOD MANUFACTURING INC | RD FOOD MANUFACTURING DBA PRODUCTOS REAL | 1100 PENDALE RD | EL PASO | TX | 79907 | EL PASO | CN603833476 | RN101058386 | ECS FRP 60-Series V1-3000 Odor Control Vessel is a carbon filter odor control equipment that is located in the outside of our plant/building. There are ducts that run from the inside of the building in our production floor and in our wastewater treatment rooms into the carbon filter. This equipment helps reduce the odors emitted by our food operations. | Pending as of December 1, 2025 | 2025-11-25 16:15 | 90000 | 100
27937 | T1 | MID-AMERICA APARTMENTS LP | COLONIAL GRAND AT SILVERADO PHASE II | Latitude = 30.522222, Longitude = -97.787777 | Williamson County | TX | 78613 | WILLIAMSON | CN603311911 | RN104421532 | The Water Quality Pond and its components collect the first flush of stormwater containing pollutants like sediment & suspended solids nutrients heavy metals, oil, grease, & hydrocarbons bacteria & pathogens and trash & debris. The stormwater fist enters the splitter box and diverts the first flush of stormwater into the sedimentation basin where the pollutants have time to settle out before the stormwater passes through the gabion wall/flow spreader. The gabion wall acts as another filter to collect additional floatable debris while spreading out concentrated flow into sheet flow into a secondary filtration basin where the stormwater is then filtered through the sand bed and enters the underdrain conveyance system through perforated pipes where it is conveyed to the outfall into the Vegetated Buffer Zone. The pond is located at the end of the process. The 1.5-acre Vegetated Buffer Zone has expansive natural grades for additional stormwater volume, riparian enhancements. See Pollution Control Property Description Table in Section VI of the attached Use Determination Supplemental. | Pending as of December 1, 2025 | 2025-11-25 18:03 | 2124625 | 100
27938 | T1 | DOW HYDROCARBONS AND RESOURCES LLC | UCC SEADRIFT OPERATIONS | 7501 STATE HIGHWAY 185 N | SEADRIFT | TX | 77983 | CALHOUN | CN606209690 | RN102181526 | The SDO C3PO Compliance Project is a stormwater solids filtering and management system installed at the Seadrift Operations facility. It is located along the stormwater conveyance channels and outfall structures, downstream of production areas but upstream of discharge points to the Victoria Barge Canal. The system includes horizontal drum screens, vertical drum screens, a traveling screen, cloth disk filters, rotary drum screens, dewatering equipment, and associated pumps and sumps. Its purpose is to remove plastic pellets and other solids from stormwater flows before discharge, ensuring compliance with the facilitys TPDES permit. The filtered solids are dewatered and sent to landfill, while the treated water is returned to a settling basin. The system operates 100 for pollution control and does not generate any marketable product. | Pending as of December 1, 2025 | 2025-11-26 08:51 | 69680209 | 100
Note on N19623: Ronald Hatlett:

## README
This spreadsheet summarizes applications received by the Tax Relief for Pollution Control Property Program through the date of this spreadsheet.
The “Listed Costs” values are provided by applicants and are not verified by the TCEQ.
Use determinations are completed independently under program rules in place at the time of application and based on representations made in the application.
To request additional information related to the Tax Relief Program TCEQ, please use the Open Records Request/Public Information Request process described at https://www.tceq.texas.gov/agency/data/records-services/reqinfo.html under “How to Submit an Open Records Request.” To help us identify records you are requesting, please describe the documents, and provide as much of the following information as possible: the owner, facility name and/or address, regulated entity number (RN), and application number(s) you are requesting records for.
Please note that documents dated before 2012 may not be available.